## All Projects
Title | Technology Broad Category | Technology Mid-Type | Technology Sub-Type | Status | Rated Power (kW) | Duration (hours) | Latitude | Longitude | Black Start | Demand Response | Distribution upgrade due to solar | Distribution upgrade due to wind | Electric Bill Management | Electric Bill Management with Renewables | Electric Energy Time Shift | Electric Supply Capacity | Electric Supply Reserve Capacity - Non-Spinning | Electric Supply Reserve Capacity - Spinning | Frequency Regulation | Grid-Connected Commercial (Reliability & Quality) | Grid-Connected Residential (Reliability) | Load Following (Tertiary Balancing) | Microgrid Capability | On-Site Power | Onsite Renewable Generation Shifting | Ramping | Renewables Capacity Firming | Renewables Energy Time Shift | Resiliency | Stationary Transmission/Distribution Upgrade Deferral | Transmission Congestion Relief | Transmission Support | Transmission upgrades due to solar | Transmission upgrades due to wind | Transportable Transmission/Distribution Upgrade Deferral | Transportation Services | Voltage Support
Ponale (Riva del Garda Ledro) Hydroelectric Power Station | Pumped Hydro Storage | Open-loop Pumped Hydro Storage | Open-loop Pumped Hydro Storage | Operational | 80000 | 0 | 45.8885 | 10.84 | 0 | 0 | 0 | 0 | 0 | 0 | 1 | 1 | 0 | 0 | 0 | 0 | 0 | 0 | 0 | 0 | 0 | 0 | 0 | 0 | 0 | 0 | 0 | 0 | 0 | 0 | 0 | 0 | 0
Urdiceto Hydroelectric Power Station | Pumped Hydro Storage | Open-loop Pumped Hydro Storage | Open-loop Pumped Hydro Storage | Operational | 7200 | 0 | 42.6334 | 0.22 | 0 | 0 | 0 | 0 | 0 | 0 | 1 | 1 | 0 | 0 | 0 | 0 | 0 | 0 | 0 | 0 | 0 | 0 | 0 | 0 | 0 | 0 | 0 | 0 | 0 | 0 | 0 | 0 | 0
Rocky River Pumped Storage Plant | Pumped Hydro Storage | Open-loop Pumped Hydro Storage | Open-loop Pumped Hydro Storage | Operational | 29000 | 0 | 41.5826 | -73.43 | 0 | 0 | 0 | 0 | 0 | 0 | 1 | 1 | 0 | 0 | 0 | 0 | 0 | 0 | 0 | 0 | 0 | 0 | 0 | 0 | 0 | 0 | 0 | 0 | 0 | 0 | 0 | 0 | 0
Etzelwerk Pumped Hydro Storage Power Station | Pumped Hydro Storage | Open-loop Pumped Hydro Storage | Open-loop Pumped Hydro Storage | Operational | 135000 | 0 | 47.137 | 8.78 | 0 | 0 | 0 | 0 | 0 | 0 | 1 | 1 | 0 | 0 | 0 | 0 | 0 | 0 | 0 | 1 | 0 | 0 | 0 | 0 | 0 | 0 | 0 | 0 | 0 | 0 | 0 | 0 | 0
Skhodnenskaya Hydro Plant | Pumped Hydro Storage | Open-loop Pumped Hydro Storage | Open-loop Pumped Hydro Storage | Operational | 30000 | 0 | 55.8507 | 37.44 | 0 | 0 | 0 | 0 | 0 | 0 | 1 | 1 | 0 | 0 | 0 | 0 | 0 | 0 | 0 | 0 | 0 | 0 | 0 | 0 | 0 | 0 | 0 | 0 | 0 | 0 | 0 | 0 | 0
Å tÄ›chovice Pumped Hydro Station | Pumped Hydro Storage | Open-loop Pumped Hydro Storage | Open-loop Pumped Hydro Storage | Operational | 45000 | 4.88 | 49.8464 | 14.42 | 0 | 0 | 0 | 0 | 0 | 0 | 1 | 1 | 0 | 0 | 0 | 0 | 0 | 0 | 0 | 0 | 0 | 0 | 0 | 0 | 0 | 0 | 0 | 0 | 0 | 0 | 0 | 0 | 0
Provvidenza Hydro Power Plant | Pumped Hydro Storage | Open-loop Pumped Hydro Storage | Open-loop Pumped Hydro Storage | Operational | 156000 | 0 | 42.5575 | 13.37 | 0 | 0 | 0 | 0 | 0 | 0 | 1 | 1 | 0 | 0 | 0 | 0 | 0 | 0 | 0 | 0 | 0 | 0 | 0 | 0 | 0 | 0 | 0 | 0 | 0 | 0 | 0 | 0 | 0
Alrance Pumped Storage Power Station | Pumped Hydro Storage | Open-loop Pumped Hydro Storage | Open-loop Pumped Hydro Storage | Operational | 11000 | 0 | 44.1036 | 2.69 | 0 | 0 | 0 | 0 | 0 | 0 | 1 | 1 | 0 | 0 | 0 | 0 | 0 | 0 | 0 | 0 | 0 | 0 | 0 | 0 | 0 | 0 | 0 | 0 | 0 | 0 | 0 | 0 | 0
Bhira Pumped Storage Hydro Plant | Pumped Hydro Storage | Open-loop Pumped Hydro Storage | Open-loop Pumped Hydro Storage | Operational | 150000 | 0 | 18.4548 | 73.39 | 0 | 0 | 0 | 0 | 0 | 0 | 1 | 1 | 0 | 0 | 0 | 0 | 0 | 0 | 0 | 0 | 0 | 0 | 0 | 0 | 0 | 0 | 0 | 0 | 0 | 0 | 0 | 0 | 0
Waldshut Pumped Storage Power Plant | Pumped Hydro Storage | Open-loop Pumped Hydro Storage | Open-loop Pumped Hydro Storage | Operational | 150000 | 2.5 | 47.6184 | 8.19 | 0 | 0 | 0 | 0 | 0 | 0 | 1 | 1 | 0 | 0 | 0 | 0 | 0 | 0 | 0 | 0 | 0 | 0 | 0 | 0 | 0 | 0 | 0 | 0 | 0 | 0 | 0 | 0 | 0
DobÅ¡inÃ¡ I Pumped Storage Power Station | Pumped Hydro Storage | Open-loop Pumped Hydro Storage | Open-loop Pumped Hydro Storage | Operational | 24000 | 0 | 48.8208 | 20.37 | 0 | 0 | 0 | 0 | 0 | 0 | 1 | 1 | 0 | 1 | 1 | 0 | 0 | 0 | 0 | 0 | 0 | 0 | 0 | 0 | 0 | 0 | 0 | 0 | 0 | 0 | 0 | 0 | 1
Flatiron Powerplant | Pumped Hydro Storage | Open-loop Pumped Hydro Storage | Open-loop Pumped Hydro Storage | Operational | 8500 | 0 | 40.3649 | -105.24 | 0 | 0 | 0 | 0 | 0 | 0 | 1 | 0 | 0 | 1 | 1 | 0 | 0 | 1 | 0 | 0 | 0 | 0 | 0 | 0 | 0 | 0 | 0 | 0 | 0 | 0 | 0 | 0 | 1
Gobantes Hydroelectric Power Station | Pumped Hydro Storage | Open-loop Pumped Hydro Storage | Open-loop Pumped Hydro Storage | Operational | 3600 | 0 | 36.9556 | -4.8 | 0 | 0 | 0 | 0 | 0 | 0 | 1 | 1 | 0 | 0 | 0 | 0 | 0 | 0 | 0 | 0 | 0 | 0 | 0 | 0 | 0 | 0 | 0 | 0 | 0 | 0 | 0 | 0 | 0
Reisach Pumped Storage Power Station | Pumped Hydro Storage | Open-loop Pumped Hydro Storage | Open-loop Pumped Hydro Storage | Operational | 99000 | 3 | 49.5299 | 12.29 | 0 | 0 | 0 | 0 | 0 | 0 | 1 | 1 | 0 | 0 | 0 | 0 | 0 | 0 | 0 | 0 | 0 | 0 | 0 | 0 | 0 | 0 | 0 | 0 | 0 | 0 | 0 | 0 | 0
Kaprun Upper Stage Pumped Storage Power Plant | Pumped Hydro Storage | Open-loop Pumped Hydro Storage | Open-loop Pumped Hydro Storage | Operational | 113000 | 0 | 47.3648 | 12.64 | 0 | 0 | 0 | 0 | 0 | 0 | 1 | 1 | 0 | 0 | 0 | 0 | 0 | 0 | 0 | 0 | 0 | 0 | 0 | 0 | 0 | 0 | 0 | 0 | 0 | 0 | 0 | 0 | 0
FuÅ¾ine Pumped Hydro Storage Power Plant | Pumped Hydro Storage | Open-loop Pumped Hydro Storage | Open-loop Pumped Hydro Storage | Operational | 4600 | 0 | 45.305 | 14.71 | 0 | 0 | 0 | 0 | 0 | 0 | 1 | 1 | 0 | 0 | 0 | 0 | 0 | 0 | 0 | 0 | 0 | 0 | 0 | 0 | 0 | 0 | 0 | 0 | 0 | 0 | 0 | 0 | 0
Argentat Pumped Storage Power Station | Pumped Hydro Storage | Open-loop Pumped Hydro Storage | Open-loop Pumped Hydro Storage | Operational | 48000 | 0 | 45.1042 | 1.95 | 0 | 0 | 0 | 0 | 0 | 0 | 1 | 1 | 0 | 0 | 0 | 0 | 0 | 0 | 0 | 0 | 0 | 0 | 0 | 0 | 0 | 0 | 0 | 0 | 0 | 0 | 0 | 0 | 0
LÃ¼nerseewerk Pumped Hydro Storage Plant | Pumped Hydro Storage | Open-loop Pumped Hydro Storage | Open-loop Pumped Hydro Storage | Operational | 232000 | 0 | 47.0532 | 9.75 | 0 | 0 | 0 | 0 | 0 | 0 | 1 | 1 | 0 | 0 | 0 | 0 | 0 | 0 | 0 | 0 | 0 | 0 | 0 | 0 | 0 | 0 | 0 | 0 | 0 | 0 | 0 | 0 | 0
Happurg Pumped Storage Power Plant | Pumped Hydro Storage | Open-loop Pumped Hydro Storage | Open-loop Pumped Hydro Storage | Offline/Under Repair | 160000 | 5.62 | 49.4871 | 11.47 | 0 | 0 | 0 | 0 | 0 | 0 | 1 | 1 | 0 | 0 | 0 | 0 | 0 | 0 | 0 | 0 | 0 | 0 | 0 | 0 | 0 | 0 | 0 | 0 | 0 | 0 | 0 | 0 | 0
Gougra Pumped Hydro Storage Power Station | Pumped Hydro Storage | Open-loop Pumped Hydro Storage | Open-loop Pumped Hydro Storage | Operational | 164000 | 0 | 46.2913 | 7.54 | 0 | 0 | 0 | 0 | 0 | 0 | 1 | 1 | 0 | 0 | 0 | 0 | 0 | 0 | 0 | 0 | 0 | 0 | 0 | 0 | 0 | 0 | 0 | 0 | 0 | 0 | 0 | 0 | 0
Sir Adam Beck Hydroelectric Generating Station | Pumped Hydro Storage | Open-loop Pumped Hydro Storage | Open-loop Pumped Hydro Storage | Operational | 174000 | 6 | 43.1445 | -79.04 | 0 | 0 | 0 | 0 | 0 | 0 | 1 | 1 | 0 | 0 | 0 | 0 | 0 | 0 | 0 | 0 | 0 | 0 | 0 | 0 | 0 | 0 | 0 | 0 | 0 | 0 | 0 | 0 | 0
TanzmÃ¼hle Pumped Storage Power Plant | Pumped Hydro Storage | Open-loop Pumped Hydro Storage | Open-loop Pumped Hydro Storage | Operational | 35000 | 3 | 49.5522 | 12.28 | 0 | 0 | 0 | 0 | 0 | 0 | 1 | 1 | 0 | 0 | 0 | 0 | 0 | 0 | 0 | 0 | 0 | 0 | 0 | 0 | 0 | 0 | 0 | 0 | 0 | 0 | 0 | 0 | 0
Gaudalami Hydro Power Station | Pumped Hydro Storage | Open-loop Pumped Hydro Storage | Open-loop Pumped Hydro Storage | Operational | 80000 | 0 | 37.9937 | 13.29 | 0 | 0 | 0 | 0 | 0 | 0 | 1 | 1 | 0 | 0 | 0 | 0 | 0 | 0 | 0 | 0 | 0 | 0 | 0 | 0 | 0 | 0 | 0 | 0 | 0 | 0 | 0 | 0 | 0
Leitzachwerk II | Pumped Hydro Storage | Open-loop Pumped Hydro Storage | Open-loop Pumped Hydro Storage | Operational | 49200 | 11.25 | 47.8483 | 11.86 | 0 | 0 | 0 | 0 | 0 | 0 | 1 | 1 | 0 | 0 | 0 | 0 | 0 | 0 | 0 | 0 | 0 | 0 | 0 | 0 | 0 | 0 | 0 | 0 | 0 | 0 | 0 | 0 | 0
Ananaigawa Hydroelectric Power Station | Pumped Hydro Storage | Open-loop Pumped Hydro Storage | Open-loop Pumped Hydro Storage | Operational | 13500 | 0 | 33.6037 | 133.69 | 0 | 0 | 0 | 0 | 0 | 0 | 1 | 1 | 0 | 0 | 0 | 0 | 0 | 0 | 0 | 0 | 0 | 0 | 0 | 0 | 0 | 0 | 0 | 0 | 0 | 0 | 0 | 0 | 0
Hatanagi No. 1 Pumped Hydro Power Station | Pumped Hydro Storage | Open-loop Pumped Hydro Storage | Open-loop Pumped Hydro Storage | Operational | 137000 | 0 | 35.308 | 138.2 | 0 | 0 | 0 | 0 | 0 | 0 | 1 | 1 | 0 | 0 | 0 | 0 | 0 | 0 | 0 | 0 | 0 | 0 | 0 | 0 | 0 | 0 | 0 | 0 | 0 | 0 | 0 | 0 | 0
Taum Sauk Hydroelectric Power Station | Pumped Hydro Storage | Open-loop Pumped Hydro Storage | Open-loop Pumped Hydro Storage | Operational | 440000 | 8 | 37.4538 | -90.84 | 0 | 0 | 0 | 0 | 0 | 0 | 1 | 1 | 0 | 0 | 0 | 0 | 0 | 0 | 0 | 0 | 0 | 0 | 0 | 0 | 0 | 0 | 0 | 0 | 0 | 0 | 0 | 0 | 0
Villa Gargnano Hydro Power Station | Pumped Hydro Storage | Open-loop Pumped Hydro Storage | Open-loop Pumped Hydro Storage | Operational | 137200 | 0 | 45.6886 | 10.66 | 0 | 0 | 0 | 0 | 0 | 0 | 1 | 1 | 0 | 0 | 0 | 0 | 0 | 0 | 0 | 0 | 0 | 0 | 0 | 0 | 0 | 0 | 0 | 0 | 0 | 0 | 0 | 0 | 0
Puente Bibey Hydroelectric Power Station | Pumped Hydro Storage | Open-loop Pumped Hydro Storage | Open-loop Pumped Hydro Storage | Operational | 315000 | 0 | 42.3103 | -7.23 | 0 | 0 | 0 | 0 | 0 | 0 | 1 | 1 | 0 | 0 | 0 | 0 | 0 | 0 | 0 | 0 | 0 | 0 | 0 | 0 | 0 | 0 | 0 | 0 | 0 | 0 | 0 | 0 | 0
Erzhausen Pumped Storage Power Plant | Pumped Hydro Storage | Open-loop Pumped Hydro Storage | Open-loop Pumped Hydro Storage | Operational | 220000 | 4.67 | 51.8989 | 9.93 | 0 | 0 | 0 | 0 | 0 | 0 | 1 | 1 | 0 | 1 | 1 | 0 | 0 | 0 | 0 | 0 | 0 | 0 | 0 | 0 | 0 | 0 | 0 | 0 | 0 | 0 | 0 | 0 | 0
Glems Pumped Storage Power Plant | Pumped Hydro Storage | Open-loop Pumped Hydro Storage | Open-loop Pumped Hydro Storage | Operational | 90000 | 6.5 | 48.5072 | 9.29 | 0 | 0 | 0 | 0 | 0 | 0 | 1 | 1 | 0 | 0 | 0 | 0 | 0 | 0 | 0 | 0 | 0 | 0 | 0 | 0 | 0 | 0 | 0 | 0 | 0 | 0 | 0 | 0 | 0
Alto RabagÃ£o Hydro Power Plant | Pumped Hydro Storage | Open-loop Pumped Hydro Storage | Open-loop Pumped Hydro Storage | Operational | 68000 | 14310.33 | 41.7377 | -7.85 | 0 | 0 | 0 | 0 | 0 | 0 | 1 | 1 | 0 | 0 | 0 | 0 | 0 | 0 | 0 | 0 | 0 | 0 | 0 | 0 | 0 | 0 | 0 | 0 | 0 | 0 | 0 | 0 | 0
Campo Moro Hydro Power Station | Pumped Hydro Storage | Open-loop Pumped Hydro Storage | Open-loop Pumped Hydro Storage | Operational | 36500 | 0 | 46.2696 | 9.87 | 0 | 0 | 0 | 0 | 0 | 0 | 1 | 1 | 0 | 0 | 0 | 0 | 0 | 0 | 0 | 0 | 0 | 0 | 0 | 0 | 0 | 0 | 0 | 0 | 0 | 0 | 0 | 0 | 0
Ikehara Pumped Hydro Power Plant | Pumped Hydro Storage | Open-loop Pumped Hydro Storage | Open-loop Pumped Hydro Storage | Operational | 350000 | 0 | 34.0422 | 135.98 | 0 | 0 | 0 | 0 | 0 | 0 | 1 | 1 | 0 | 0 | 0 | 0 | 0 | 0 | 0 | 0 | 0 | 0 | 0 | 0 | 0 | 0 | 0 | 0 | 0 | 0 | 0 | 0 | 0
Yards Creek Pumped Storage | Pumped Hydro Storage | Open-loop Pumped Hydro Storage | Open-loop Pumped Hydro Storage | Operational | 400000 | 6 | 41.001 | -75.03 | 0 | 0 | 0 | 0 | 0 | 0 | 1 | 0 | 0 | 1 | 0 | 0 | 0 | 0 | 0 | 0 | 0 | 0 | 0 | 0 | 0 | 0 | 0 | 0 | 0 | 0 | 0 | 0 | 0
Capriati Hydro Power Station | Pumped Hydro Storage | Open-loop Pumped Hydro Storage | Open-loop Pumped Hydro Storage | Operational | 115000 | 0 | 41.5231 | 14.13 | 0 | 0 | 0 | 0 | 0 | 0 | 1 | 1 | 0 | 0 | 0 | 0 | 0 | 0 | 0 | 0 | 0 | 0 | 0 | 0 | 0 | 0 | 0 | 0 | 0 | 0 | 0 | 0 | 0
Pintado Hydroelectric Power Station | Pumped Hydro Storage | Open-loop Pumped Hydro Storage | Open-loop Pumped Hydro Storage | Operational | 14000 | 0 | 37.9375 | -5.78 | 0 | 0 | 0 | 0 | 0 | 0 | 1 | 1 | 0 | 0 | 0 | 0 | 0 | 0 | 0 | 0 | 0 | 0 | 0 | 0 | 0 | 0 | 0 | 0 | 0 | 0 | 0 | 0 | 0
Torrejon Hydroelectric Power Station | Pumped Hydro Storage | Open-loop Pumped Hydro Storage | Open-loop Pumped Hydro Storage | Operational | 132000 | 0 | 40.199 | -3.8 | 0 | 0 | 0 | 0 | 0 | 0 | 1 | 1 | 0 | 0 | 0 | 0 | 0 | 0 | 0 | 0 | 0 | 0 | 0 | 0 | 0 | 0 | 0 | 0 | 0 | 0 | 0 | 0 | 0
Tods Corner Power Station | Pumped Hydro Storage | Open-loop Pumped Hydro Storage | Open-loop Pumped Hydro Storage | Operational | 1700 | 0 | -41.8602 | 146.76 | 0 | 0 | 0 | 0 | 0 | 0 | 1 | 1 | 0 | 0 | 0 | 0 | 0 | 0 | 0 | 0 | 0 | 0 | 0 | 0 | 0 | 0 | 0 | 0 | 0 | 0 | 0 | 0 | 0
Muddy Run Pumped Hydro Storage | Pumped Hydro Storage | Open-loop Pumped Hydro Storage | Open-loop Pumped Hydro Storage | Operational | 1070000 | 0 | 39.8475 | -76.29 | 0 | 0 | 0 | 0 | 0 | 0 | 1 | 1 | 0 | 0 | 0 | 0 | 0 | 0 | 0 | 0 | 0 | 0 | 0 | 0 | 0 | 0 | 0 | 0 | 0 | 0 | 0 | 0 | 0
Smith Mountain Pumped Storage Project | Pumped Hydro Storage | Open-loop Pumped Hydro Storage | Open-loop Pumped Hydro Storage | Operational | 560000 | 0 | 37.0497 | -79.64 | 0 | 0 | 0 | 0 | 0 | 0 | 1 | 1 | 0 | 0 | 0 | 0 | 0 | 0 | 0 | 0 | 0 | 0 | 0 | 0 | 0 | 0 | 0 | 0 | 0 | 0 | 0 | 0 | 0
SÃ¤ckingen Pumped Storage Power Plant | Pumped Hydro Storage | Open-loop Pumped Hydro Storage | Open-loop Pumped Hydro Storage | Operational | 360000 | 6 | 47.5656 | 7.95 | 0 | 0 | 0 | 0 | 0 | 0 | 1 | 1 | 0 | 0 | 0 | 0 | 0 | 0 | 0 | 0 | 0 | 0 | 0 | 0 | 0 | 0 | 0 | 0 | 0 | 0 | 0 | 0 | 0
Cabin Creek Generating Station | Pumped Hydro Storage | Open-loop Pumped Hydro Storage | Open-loop Pumped Hydro Storage | Operational | 324000 | 4 | 39.7061 | -105.7 | 1 | 0 | 0 | 0 | 0 | 0 | 1 | 1 | 0 | 0 | 0 | 0 | 0 | 0 | 0 | 0 | 0 | 0 | 0 | 1 | 0 | 0 | 0 | 0 | 0 | 0 | 0 | 0 | 0
Edward Hyatt (Oroville) Power Plant | Pumped Hydro Storage | Open-loop Pumped Hydro Storage | Open-loop Pumped Hydro Storage | Operational | 819000 | 0 | 39.5138 | -121.56 | 0 | 0 | 0 | 0 | 0 | 0 | 1 | 1 | 0 | 0 | 0 | 0 | 0 | 0 | 0 | 0 | 0 | 0 | 0 | 0 | 0 | 0 | 0 | 0 | 0 | 0 | 0 | 0 | 0
Pracomune Hydro Power Station | Pumped Hydro Storage | Open-loop Pumped Hydro Storage | Open-loop Pumped Hydro Storage | Operational | 42000 | 0 | 46.5478 | 11.01 | 0 | 0 | 0 | 0 | 0 | 0 | 1 | 1 | 0 | 0 | 0 | 0 | 0 | 0 | 0 | 0 | 0 | 0 | 0 | 0 | 0 | 0 | 0 | 0 | 0 | 0 | 0 | 0 | 0
Shin Nariwagawa Pumped Storage Plant | Pumped Hydro Storage | Open-loop Pumped Hydro Storage | Open-loop Pumped Hydro Storage | Operational | 303000 | 0 | 34.8228 | 133.4 | 0 | 0 | 0 | 0 | 0 | 0 | 1 | 1 | 0 | 0 | 0 | 0 | 0 | 0 | 0 | 0 | 0 | 0 | 0 | 0 | 0 | 0 | 0 | 0 | 0 | 0 | 0 | 0 | 0
Nagano Pumped Hydro Power Station | Pumped Hydro Storage | Open-loop Pumped Hydro Storage | Open-loop Pumped Hydro Storage | Operational | 220000 | 0 | 36.6485 | 138.19 | 0 | 0 | 0 | 0 | 0 | 0 | 1 | 1 | 0 | 0 | 0 | 0 | 0 | 0 | 0 | 0 | 0 | 0 | 0 | 0 | 0 | 0 | 0 | 0 | 0 | 0 | 0 | 0 | 0
Solina Pumped Storage Power Plant | Pumped Hydro Storage | Open-loop Pumped Hydro Storage | Open-loop Pumped Hydro Storage | Operational | 200000 | 0 | 49.3958 | 22.46 | 0 | 0 | 0 | 0 | 0 | 0 | 1 | 1 | 0 | 1 | 0 | 0 | 0 | 0 | 0 | 0 | 0 | 0 | 0 | 0 | 0 | 0 | 0 | 0 | 0 | 0 | 0 | 0 | 0
Wendefurth Power Station | Pumped Hydro Storage | Open-loop Pumped Hydro Storage | Open-loop Pumped Hydro Storage | Operational | 80000 | 6.5 | 51.7423 | 10.92 | 0 | 0 | 0 | 0 | 0 | 0 | 1 | 1 | 0 | 1 | 1 | 0 | 0 | 0 | 0 | 0 | 0 | 0 | 0 | 0 | 0 | 0 | 0 | 0 | 0 | 0 | 0 | 0 | 1
San Luis (William R. Gianelli) Pumped Storage Hydroelectric Powerplant | Pumped Hydro Storage | Open-loop Pumped Hydro Storage | Open-loop Pumped Hydro Storage | Operational | 424000 | 8 | 37.0691 | -121.08 | 0 | 0 | 0 | 0 | 0 | 0 | 1 | 1 | 0 | 0 | 0 | 0 | 0 | 0 | 0 | 0 | 0 | 0 | 0 | 0 | 0 | 0 | 0 | 0 | 0 | 0 | 0 | 0 | 0
Gangnan Pumped-hydro Storage Station (å²—å—) | Pumped Hydro Storage | Open-loop Pumped Hydro Storage | Open-loop Pumped Hydro Storage | Operational | 41000 | 0 | 38.2657 | 113.98 | 0 | 0 | 0 | 0 | 0 | 0 | 1 | 1 | 0 | 0 | 0 | 0 | 0 | 0 | 0 | 0 | 0 | 0 | 0 | 0 | 0 | 0 | 0 | 0 | 0 | 0 | 0 | 0 | 0
Azumi, Inekoki Dam Pumped Hydro Power Station | Pumped Hydro Storage | Open-loop Pumped Hydro Storage | Open-loop Pumped Hydro Storage | Operational | 623000 | 0 | 36 | 138 | 0 | 0 | 0 | 0 | 0 | 0 | 1 | 1 | 0 | 0 | 0 | 0 | 0 | 0 | 0 | 0 | 0 | 0 | 0 | 0 | 0 | 0 | 0 | 0 | 0 | 0 | 0 | 0 | 0
Rifawerk Pumped Hydro Plant | Pumped Hydro Storage | Open-loop Pumped Hydro Storage | Open-loop Pumped Hydro Storage | Operational | 7000 | 0 | 46.9783 | 10.04 | 0 | 0 | 0 | 0 | 0 | 1 | 0 | 1 | 0 | 0 | 0 | 0 | 0 | 0 | 0 | 0 | 0 | 0 | 0 | 0 | 0 | 0 | 0 | 0 | 0 | 0 | 0 | 0 | 0
IbÃ³n de Ip Hydroelectric Power Station | Pumped Hydro Storage | Open-loop Pumped Hydro Storage | Open-loop Pumped Hydro Storage | Operational | 88500 | 0 | 42.7201 | -0.46 | 0 | 0 | 0 | 0 | 0 | 0 | 1 | 1 | 0 | 0 | 0 | 0 | 0 | 0 | 0 | 0 | 0 | 0 | 0 | 0 | 0 | 0 | 0 | 0 | 0 | 0 | 0 | 0 | 0
Kubanskaya PSP | Pumped Hydro Storage | Open-loop Pumped Hydro Storage | Open-loop Pumped Hydro Storage | Operational | 15900 | 0 | 44.6681 | 43.52 | 0 | 0 | 0 | 0 | 0 | 0 | 1 | 1 | 0 | 0 | 0 | 0 | 0 | 0 | 0 | 0 | 0 | 0 | 0 | 0 | 0 | 0 | 0 | 0 | 0 | 0 | 0 | 0 | 0
RÃ¶nkhausen Pumped Storage Power Plant | Pumped Hydro Storage | Open-loop Pumped Hydro Storage | Open-loop Pumped Hydro Storage | Operational | 140000 | 4.92 | 51.1736 | 7.97 | 0 | 0 | 0 | 0 | 0 | 0 | 1 | 1 | 0 | 0 | 0 | 0 | 0 | 0 | 0 | 0 | 0 | 0 | 0 | 0 | 0 | 0 | 0 | 0 | 0 | 0 | 0 | 0 | 0
Thermalito Pumping - Generating Plant | Pumped Hydro Storage | Open-loop Pumped Hydro Storage | Open-loop Pumped Hydro Storage | Offline/Under Repair | 120000 | 0 | 39.5138 | -121.56 | 0 | 0 | 0 | 0 | 0 | 0 | 1 | 1 | 0 | 0 | 0 | 0 | 0 | 0 | 0 | 0 | 0 | 0 | 0 | 0 | 0 | 0 | 0 | 0 | 0 | 0 | 0 | 0 | 0
Takane Daiichi Pumped Hydro Power Station | Pumped Hydro Storage | Open-loop Pumped Hydro Storage | Open-loop Pumped Hydro Storage | Operational | 340000 | 0 | 35.6474 | 138.64 | 0 | 0 | 0 | 0 | 0 | 0 | 1 | 1 | 0 | 0 | 0 | 0 | 0 | 0 | 0 | 0 | 0 | 0 | 0 | 0 | 0 | 0 | 0 | 0 | 0 | 0 | 0 | 0 | 0
Villarino (Almendra) Reversible Hydro Power Station | Pumped Hydro Storage | Open-loop Pumped Hydro Storage | Open-loop Pumped Hydro Storage | Operational | 810000 | 0 | 41.2686 | -6.47 | 0 | 0 | 0 | 0 | 0 | 0 | 1 | 1 | 0 | 0 | 0 | 0 | 0 | 0 | 0 | 0 | 0 | 0 | 0 | 0 | 0 | 0 | 0 | 0 | 0 | 0 | 0 | 0 | 0
Midono Pumped Hydro Power Station | Pumped Hydro Storage | Open-loop Pumped Hydro Storage | Open-loop Pumped Hydro Storage | Operational | 260000 | 0 | 36.1542 | 137.75 | 0 | 0 | 0 | 0 | 0 | 0 | 1 | 1 | 0 | 0 | 0 | 0 | 0 | 0 | 0 | 0 | 0 | 0 | 0 | 0 | 0 | 0 | 0 | 0 | 0 | 0 | 0 | 0 | 0
Seneca Pumped Storage Generating Station | Pumped Hydro Storage | Open-loop Pumped Hydro Storage | Open-loop Pumped Hydro Storage | Operational | 440000 | 0 | 41.8313 | -79.01 | 0 | 0 | 0 | 0 | 0 | 0 | 1 | 0 | 0 | 1 | 0 | 0 | 0 | 0 | 0 | 0 | 0 | 0 | 0 | 0 | 0 | 0 | 0 | 0 | 0 | 0 | 0 | 0 | 0
Hongrin-Leman Pumped Hydro Storage Power Station | Pumped Hydro Storage | Open-loop Pumped Hydro Storage | Open-loop Pumped Hydro Storage | Operational | 240000 | 0 | 46.4199 | 6.93 | 0 | 0 | 0 | 0 | 0 | 0 | 1 | 1 | 0 | 0 | 0 | 0 | 0 | 0 | 0 | 0 | 0 | 0 | 0 | 0 | 0 | 0 | 0 | 0 | 0 | 0 | 0 | 0 | 0
Kisenyama Pumped Storage Plant | Pumped Hydro Storage | Open-loop Pumped Hydro Storage | Open-loop Pumped Hydro Storage | Operational | 466000 | 0 | 34.8845 | 135.8 | 0 | 0 | 0 | 0 | 0 | 0 | 1 | 1 | 0 | 0 | 0 | 0 | 0 | 0 | 0 | 0 | 0 | 0 | 0 | 0 | 0 | 0 | 0 | 0 | 0 | 0 | 0 | 0 | 0
Fadalto Hydro Power Station | Pumped Hydro Storage | Open-loop Pumped Hydro Storage | Open-loop Pumped Hydro Storage | Operational | 210000 | 0 | 46.0714 | 12.34 | 0 | 0 | 0 | 0 | 0 | 0 | 1 | 1 | 0 | 0 | 0 | 0 | 0 | 0 | 0 | 0 | 0 | 0 | 0 | 0 | 0 | 0 | 0 | 0 | 0 | 0 | 0 | 0 | 0
Cardos Valley Hydroelectric Complex - Montamara Power Station | Pumped Hydro Storage | Pumped Hydro Storage | Pumped Hydro Storage | Operational | 90000 | 0 | 42.6448 | 1.26 | 0 | 0 | 0 | 0 | 0 | 0 | 1 | 0 | 0 | 0 | 0 | 0 | 0 | 0 | 0 | 0 | 0 | 0 | 0 | 0 | 0 | 0 | 0 | 0 | 0 | 0 | 0 | 0 | 0
Å»ydowo Pumped Storage Power Plant | Pumped Hydro Storage | Open-loop Pumped Hydro Storage | Open-loop Pumped Hydro Storage | Operational | 156000 | 0 | 54.0217 | 16.74 | 0 | 0 | 0 | 0 | 0 | 0 | 1 | 1 | 0 | 1 | 0 | 0 | 0 | 0 | 0 | 0 | 0 | 0 | 0 | 0 | 0 | 0 | 0 | 0 | 0 | 0 | 0 | 0 | 0
Salina Pumped Storage Project | Pumped Hydro Storage | Open-loop Pumped Hydro Storage | Open-loop Pumped Hydro Storage | Operational | 260000 | 0 | 36.2657 | -95.1 | 0 | 0 | 0 | 0 | 0 | 0 | 1 | 1 | 0 | 0 | 0 | 0 | 0 | 0 | 0 | 0 | 0 | 0 | 0 | 0 | 0 | 0 | 0 | 0 | 0 | 0 | 0 | 0 | 0
Mormon Flat Pumped Hydro Storage | Pumped Hydro Storage | Open-loop Pumped Hydro Storage | Open-loop Pumped Hydro Storage | Operational | 50000 | 0 | 33.4659 | -112.03 | 0 | 0 | 0 | 0 | 0 | 0 | 1 | 1 | 0 | 0 | 0 | 0 | 0 | 0 | 0 | 0 | 0 | 0 | 0 | 0 | 0 | 0 | 0 | 0 | 0 | 0 | 0 | 0 | 0
Kyivska (Kijev) Pumped Hydro Power Station | Pumped Hydro Storage | Open-loop Pumped Hydro Storage | Open-loop Pumped Hydro Storage | Operational | 603000 | 0 | 50.5905 | 30.48 | 0 | 0 | 0 | 0 | 0 | 0 | 1 | 1 | 0 | 0 | 0 | 0 | 0 | 0 | 0 | 0 | 0 | 0 | 0 | 0 | 0 | 0 | 0 | 0 | 0 | 0 | 0 | 0 | 0
RuÅ¾Ã­n Pumped Storage Power Plant | Pumped Hydro Storage | Open-loop Pumped Hydro Storage | Open-loop Pumped Hydro Storage | Operational | 60000 | 0 | 48.8631 | 21.09 | 0 | 0 | 0 | 0 | 0 | 0 | 1 | 1 | 0 | 1 | 0 | 0 | 0 | 0 | 0 | 0 | 0 | 0 | 0 | 0 | 0 | 0 | 0 | 0 | 0 | 0 | 0 | 0 | 0
Shin Toyone Pumped Storage | Pumped Hydro Storage | Open-loop Pumped Hydro Storage | Open-loop Pumped Hydro Storage | Operational | 1125000 | 0 | 35.1467 | 137.72 | 0 | 0 | 0 | 0 | 0 | 0 | 1 | 1 | 0 | 0 | 0 | 0 | 0 | 0 | 0 | 0 | 0 | 0 | 0 | 0 | 0 | 0 | 0 | 0 | 0 | 0 | 0 | 0 | 0
DeGray Lake Pumped Hydro Storage | Pumped Hydro Storage | Open-loop Pumped Hydro Storage | Open-loop Pumped Hydro Storage | Operational | 28000 | 0 | 34.2136 | -93.11 | 0 | 0 | 0 | 0 | 0 | 0 | 1 | 1 | 0 | 0 | 0 | 0 | 0 | 0 | 0 | 0 | 0 | 0 | 0 | 0 | 0 | 0 | 0 | 0 | 0 | 0 | 0 | 0 | 0
Vilarinho Furnas Pumped Hydro Station | Pumped Hydro Storage | Open-loop Pumped Hydro Storage | Open-loop Pumped Hydro Storage | Operational | 125000 | 1103.2 | 41.7633 | -8.21 | 0 | 0 | 0 | 0 | 0 | 0 | 1 | 1 | 0 | 0 | 0 | 0 | 0 | 0 | 0 | 0 | 0 | 0 | 0 | 0 | 0 | 0 | 0 | 0 | 0 | 0 | 0 | 0 | 0
RoÃŸhag Pumped Storage Power Plant | Pumped Hydro Storage | Open-loop Pumped Hydro Storage | Open-loop Pumped Hydro Storage | Operational | 231000 | 0 | 47.0868 | 11.77 | 0 | 0 | 0 | 0 | 0 | 0 | 0 | 0 | 0 | 0 | 0 | 0 | 0 | 0 | 0 | 0 | 0 | 0 | 1 | 1 | 0 | 0 | 0 | 0 | 0 | 0 | 0 | 0 | 0
Northfield Mountain Pumped Storage Hydroelectricity Facility | Pumped Hydro Storage | Open-loop Pumped Hydro Storage | Open-loop Pumped Hydro Storage | Operational | 1119000 | 7.58 | 43 | 0 | 0 | 0 | 0 | 0 | 0 | 0 | 1 | 1 | 0 | 0 | 0 | 0 | 0 | 0 | 0 | 0 | 0 | 0 | 0 | 0 | 0 | 0 | 0 | 0 | 0 | 0 | 0 | 0 | 0
Castaic Pumped-Storage Plant | Pumped Hydro Storage | Open-loop Pumped Hydro Storage | Open-loop Pumped Hydro Storage | Operational | 1247000 | 10 | 34.6548 | -118.78 | 0 | 0 | 0 | 0 | 0 | 0 | 1 | 0 | 0 | 1 | 0 | 0 | 0 | 0 | 0 | 0 | 0 | 0 | 0 | 0 | 0 | 0 | 0 | 0 | 0 | 0 | 0 | 0 | 0
San Fiorano Hydro Power Station | Pumped Hydro Storage | Open-loop Pumped Hydro Storage | Open-loop Pumped Hydro Storage | Operational | 568000 | 0 | 46.0551 | 10.35 | 0 | 0 | 0 | 0 | 0 | 0 | 1 | 1 | 0 | 0 | 0 | 0 | 0 | 0 | 0 | 0 | 0 | 0 | 0 | 0 | 0 | 0 | 0 | 0 | 0 | 0 | 0 | 0 | 0
Roncovalgrande (Lago Delio) Hydroelectric Plant | Pumped Hydro Storage | Open-loop Pumped Hydro Storage | Open-loop Pumped Hydro Storage | Operational | 1000000 | 0 | 46.0034 | 8.69 | 0 | 0 | 0 | 0 | 0 | 0 | 1 | 1 | 0 | 0 | 0 | 0 | 0 | 0 | 0 | 0 | 0 | 0 | 0 | 0 | 0 | 0 | 0 | 0 | 0 | 0 | 0 | 0 | 0
Tumut Hydroelectric Power Station 3 | Pumped Hydro Storage | Open-loop Pumped Hydro Storage | Open-loop Pumped Hydro Storage | Operational | 1500000 | 0 | -35.624 | 148.3 | 0 | 0 | 0 | 0 | 0 | 0 | 1 | 1 | 0 | 0 | 0 | 0 | 0 | 0 | 0 | 0 | 0 | 0 | 0 | 0 | 0 | 0 | 0 | 0 | 0 | 0 | 0 | 0 | 0
Ruselkraftwerke Power Plant | Pumped Hydro Storage | Open-loop Pumped Hydro Storage | Open-loop Pumped Hydro Storage | Operational | 3500 | 0 | 48.8556 | 13 | 0 | 0 | 0 | 0 | 0 | 0 | 1 | 1 | 0 | 0 | 0 | 0 | 0 | 0 | 0 | 0 | 0 | 0 | 0 | 0 | 0 | 0 | 0 | 0 | 0 | 0 | 0 | 0 | 0
Guillena Hydroelectric Power Station | Pumped Hydro Storage | Open-loop Pumped Hydro Storage | Open-loop Pumped Hydro Storage | Operational | 215000 | 0 | 37.543 | -6.06 | 0 | 0 | 0 | 0 | 0 | 0 | 1 | 1 | 0 | 0 | 0 | 0 | 0 | 0 | 0 | 0 | 0 | 0 | 0 | 0 | 0 | 0 | 0 | 0 | 0 | 0 | 0 | 0 | 0
O&#039;Neill Pump-Generating Plant | Pumped Hydro Storage | Open-loop Pumped Hydro Storage | Open-loop Pumped Hydro Storage | Operational | 25200 | 0 | 37.0583 | -120.85 | 0 | 0 | 0 | 0 | 0 | 0 | 1 | 1 | 0 | 0 | 1 | 0 | 0 | 0 | 0 | 0 | 0 | 0 | 0 | 0 | 0 | 0 | 0 | 0 | 0 | 0 | 0 | 0 | 0
Ludington Pumped Storage | Pumped Hydro Storage | Open-loop Pumped Hydro Storage | Open-loop Pumped Hydro Storage | Operational | 1872000 | 8 | 43.8945 | -86.44 | 0 | 0 | 0 | 0 | 0 | 0 | 1 | 1 | 0 | 1 | 0 | 0 | 0 | 1 | 0 | 0 | 0 | 0 | 0 | 0 | 0 | 0 | 0 | 0 | 0 | 0 | 0 | 0 | 0
John W. Keys III Pump-Generating Plant | Pumped Hydro Storage | Open-loop Pumped Hydro Storage | Open-loop Pumped Hydro Storage | Operational | 314000 | 80 | 47.9539 | -118.99 | 0 | 0 | 0 | 0 | 0 | 0 | 1 | 0 | 0 | 1 | 0 | 0 | 0 | 0 | 0 | 0 | 0 | 1 | 0 | 0 | 0 | 0 | 0 | 0 | 0 | 0 | 0 | 0 | 0
Numappara Pumped Hydro Power Plant | Pumped Hydro Storage | Open-loop Pumped Hydro Storage | Open-loop Pumped Hydro Storage | Operational | 675000 | 0 | 36 | 138 | 0 | 0 | 0 | 0 | 0 | 0 | 1 | 1 | 0 | 0 | 0 | 0 | 0 | 0 | 0 | 0 | 0 | 0 | 0 | 0 | 0 | 0 | 0 | 0 | 0 | 0 | 0 | 0 | 0
Blenheim-Gilboa Pumped Storage Power Project | Pumped Hydro Storage | Open-loop Pumped Hydro Storage | Open-loop Pumped Hydro Storage | Operational | 1160000 | 15 | 42.443 | -74.45 | 0 | 0 | 0 | 0 | 0 | 0 | 1 | 1 | 0 | 1 | 0 | 0 | 0 | 0 | 0 | 0 | 0 | 0 | 0 | 0 | 0 | 0 | 0 | 0 | 0 | 0 | 0 | 0 | 0
Miyun Pumped-hydro Storage Station (å¯†äº‘) | Pumped Hydro Storage | Open-loop Pumped Hydro Storage | Open-loop Pumped Hydro Storage | Operational | 22000 | 0 | 40.3763 | 116.84 | 0 | 0 | 0 | 0 | 0 | 0 | 1 | 1 | 0 | 0 | 0 | 0 | 0 | 0 | 0 | 0 | 0 | 0 | 0 | 0 | 0 | 0 | 0 | 0 | 0 | 0 | 0 | 0 | 0
Jukla Hydro Power Plants | Pumped Hydro Storage | Open-loop Pumped Hydro Storage | Open-loop Pumped Hydro Storage | Operational | 40000 | 0 | 59.9361 | 6 | 0 | 0 | 0 | 0 | 0 | 0 | 1 | 1 | 0 | 0 | 0 | 0 | 0 | 0 | 0 | 0 | 0 | 0 | 0 | 0 | 0 | 0 | 0 | 0 | 0 | 0 | 0 | 0 | 0
Waldeck II | Pumped Hydro Storage | Open-loop Pumped Hydro Storage | Open-loop Pumped Hydro Storage | Operational | 480000 | 7.17 | 51.1624 | 9.06 | 0 | 0 | 0 | 0 | 0 | 0 | 1 | 1 | 0 | 0 | 0 | 0 | 0 | 0 | 0 | 0 | 0 | 0 | 0 | 0 | 0 | 0 | 0 | 0 | 0 | 0 | 0 | 0 | 0
Turlough Hill Pumped Storage | Pumped Hydro Storage | Open-loop Pumped Hydro Storage | Open-loop Pumped Hydro Storage | Operational | 292000 | 6 | 53.0281 | -6.39 | 0 | 0 | 0 | 0 | 0 | 0 | 1 | 1 | 0 | 1 | 0 | 0 | 0 | 0 | 0 | 0 | 0 | 0 | 0 | 0 | 0 | 0 | 0 | 0 | 0 | 0 | 0 | 0 | 0
Bear Swamp Hydroelectric Power Station | Pumped Hydro Storage | Open-loop Pumped Hydro Storage | Open-loop Pumped Hydro Storage | Operational | 600000 | 5 | 42.6871 | -72.96 | 0 | 0 | 0 | 0 | 0 | 0 | 1 | 0 | 0 | 0 | 0 | 0 | 0 | 0 | 0 | 0 | 0 | 1 | 0 | 0 | 0 | 0 | 0 | 0 | 0 | 0 | 0 | 0 | 0
Niikappu Pumped Hydro Power Plant | Pumped Hydro Storage | Open-loop Pumped Hydro Storage | Open-loop Pumped Hydro Storage | Operational | 200000 | 0 | 42.3624 | 142.32 | 0 | 0 | 0 | 0 | 0 | 0 | 1 | 1 | 0 | 0 | 0 | 0 | 0 | 0 | 0 | 0 | 0 | 0 | 0 | 0 | 0 | 0 | 0 | 0 | 0 | 0 | 0 | 0 | 0
Bargi Hydro Power Plant | Pumped Hydro Storage | Open-loop Pumped Hydro Storage | Open-loop Pumped Hydro Storage | Operational | 330000 | 0 | 44.1261 | 11.06 | 0 | 0 | 0 | 0 | 0 | 0 | 1 | 1 | 0 | 0 | 0 | 0 | 0 | 0 | 0 | 0 | 0 | 0 | 0 | 0 | 0 | 0 | 0 | 0 | 0 | 0 | 0 | 0 | 0
Ohira Pumped Hydro Power Plant | Pumped Hydro Storage | Open-loop Pumped Hydro Storage | Open-loop Pumped Hydro Storage | Operational | 500000 | 0 | 32.5074 | 130.6 | 0 | 0 | 0 | 0 | 0 | 0 | 1 | 1 | 0 | 0 | 0 | 0 | 0 | 0 | 0 | 0 | 0 | 0 | 0 | 0 | 0 | 0 | 0 | 0 | 0 | 0 | 0 | 0 | 0
LiptovskÃ¡ Mara Pumped Storage Power Plant | Pumped Hydro Storage | Open-loop Pumped Hydro Storage | Open-loop Pumped Hydro Storage | Operational | 198000 | 0 | 49.0986 | 19.49 | 0 | 0 | 0 | 0 | 0 | 0 | 1 | 1 | 0 | 1 | 1 | 0 | 0 | 0 | 0 | 0 | 0 | 0 | 0 | 0 | 0 | 0 | 0 | 0 | 0 | 0 | 0 | 0 | 1
La Coche Pumped Storage Power Plant | Pumped Hydro Storage | Open-loop Pumped Hydro Storage | Open-loop Pumped Hydro Storage | Operational | 310000 | 0 | 45.4824 | 6.53 | 0 | 0 | 0 | 0 | 0 | 0 | 1 | 1 | 0 | 1 | 1 | 0 | 0 | 0 | 0 | 0 | 0 | 0 | 0 | 0 | 0 | 0 | 0 | 0 | 0 | 0 | 0 | 0 | 1
Conso Hydroelectric Power Station | Pumped Hydro Storage | Open-loop Pumped Hydro Storage | Open-loop Pumped Hydro Storage | Operational | 228000 | 0 | 42.1429 | -7.29 | 0 | 0 | 0 | 0 | 0 | 0 | 1 | 1 | 0 | 0 | 0 | 0 | 0 | 0 | 0 | 0 | 0 | 0 | 0 | 0 | 0 | 0 | 0 | 0 | 0 | 0 | 0 | 0 | 0
Emosson Pumped Hydro Storage Power Station | Pumped Hydro Storage | Open-loop Pumped Hydro Storage | Open-loop Pumped Hydro Storage | Operational | 360000 | 0 | 46.1026 | 7.08 | 0 | 0 | 0 | 0 | 0 | 0 | 1 | 1 | 0 | 0 | 0 | 0 | 0 | 0 | 0 | 0 | 0 | 0 | 0 | 0 | 0 | 0 | 0 | 0 | 0 | 0 | 0 | 0 | 0
Poithan (Jayakwadi Dam) Hydro Station | Pumped Hydro Storage | Open-loop Pumped Hydro Storage | Open-loop Pumped Hydro Storage | Operational | 12000 | 0 | 19.4779 | 75.37 | 0 | 0 | 0 | 0 | 0 | 0 | 1 | 1 | 0 | 0 | 0 | 0 | 0 | 0 | 0 | 0 | 0 | 0 | 0 | 0 | 0 | 0 | 0 | 0 | 0 | 0 | 0 | 0 | 0
Nabara Pumped Hydro Power Station | Pumped Hydro Storage | Open-loop Pumped Hydro Storage | Open-loop Pumped Hydro Storage | Operational | 620000 | 0 | 34.5411 | 132.51 | 0 | 0 | 0 | 0 | 0 | 0 | 1 | 1 | 0 | 0 | 0 | 0 | 0 | 0 | 0 | 0 | 0 | 0 | 0 | 0 | 0 | 0 | 0 | 0 | 0 | 0 | 0 | 0 | 0
Rodundwerk II Pumped Storage Power Station | Pumped Hydro Storage | Open-loop Pumped Hydro Storage | Open-loop Pumped Hydro Storage | Operational | 295000 | 0 | 47.0851 | 9.88 | 0 | 0 | 0 | 0 | 0 | 0 | 1 | 1 | 0 | 0 | 0 | 0 | 0 | 0 | 0 | 0 | 0 | 0 | 0 | 0 | 0 | 0 | 0 | 0 | 0 | 0 | 0 | 0 | 0
Langenprozelten Pumped Storage Power Plant | Pumped Hydro Storage | Open-loop Pumped Hydro Storage | Open-loop Pumped Hydro Storage | Operational | 164000 | 5.8 | 50.0597 | 9.63 | 0 | 0 | 0 | 0 | 0 | 0 | 1 | 1 | 0 | 0 | 0 | 0 | 0 | 0 | 0 | 0 | 0 | 0 | 0 | 0 | 0 | 0 | 0 | 0 | 0 | 0 | 0 | 0 | 0
Revin Pumped Storage Power Plant | Pumped Hydro Storage | Open-loop Pumped Hydro Storage | Open-loop Pumped Hydro Storage | Operational | 800000 | 0 | 49.9218 | 4.6 | 0 | 0 | 0 | 0 | 0 | 0 | 1 | 1 | 0 | 1 | 1 | 0 | 0 | 0 | 0 | 0 | 0 | 0 | 0 | 0 | 0 | 0 | 0 | 0 | 0 | 0 | 0 | 0 | 1
Wehr Pumped Storage Power Plant | Pumped Hydro Storage | Open-loop Pumped Hydro Storage | Open-loop Pumped Hydro Storage | Operational | 910000 | 7 | 47.6364 | 7.91 | 0 | 0 | 0 | 0 | 0 | 0 | 1 | 1 | 0 | 0 | 0 | 0 | 0 | 0 | 0 | 0 | 0 | 0 | 0 | 0 | 0 | 0 | 0 | 0 | 0 | 0 | 0 | 0 | 0
Mazegawa Daiichi Pumped Hydro Power Station | Pumped Hydro Storage | Open-loop Pumped Hydro Storage | Open-loop Pumped Hydro Storage | Operational | 288000 | 0 | 35.4233 | 136.76 | 0 | 0 | 0 | 0 | 0 | 0 | 1 | 1 | 0 | 0 | 0 | 0 | 0 | 0 | 0 | 0 | 0 | 0 | 0 | 0 | 0 | 0 | 0 | 0 | 0 | 0 | 0 | 0 | 0
Poatina Power Station | Pumped Hydro Storage | Open-loop Pumped Hydro Storage | Open-loop Pumped Hydro Storage | Operational | 300000 | 0 | -41.8602 | 146.76 | 0 | 0 | 0 | 0 | 0 | 0 | 1 | 1 | 0 | 0 | 0 | 0 | 0 | 0 | 0 | 0 | 0 | 0 | 0 | 0 | 0 | 0 | 0 | 0 | 0 | 0 | 0 | 0 | 0
Carters Dam Pumped Storage | Pumped Hydro Storage | Open-loop Pumped Hydro Storage | Open-loop Pumped Hydro Storage | Operational | 250000 | 0 | 34.7659 | -84.77 | 0 | 0 | 0 | 0 | 0 | 0 | 1 | 1 | 0 | 0 | 0 | 0 | 0 | 0 | 0 | 0 | 0 | 0 | 0 | 0 | 0 | 0 | 0 | 0 | 0 | 0 | 0 | 0 | 0
Tajo De La Encantada (MÃ¡laga) Power Plant | Pumped Hydro Storage | Open-loop Pumped Hydro Storage | Open-loop Pumped Hydro Storage | Operational | 360000 | 0 | 36.9082 | -4.76 | 0 | 0 | 0 | 0 | 0 | 0 | 1 | 1 | 0 | 0 | 0 | 0 | 0 | 0 | 0 | 0 | 0 | 0 | 0 | 0 | 0 | 0 | 0 | 0 | 0 | 0 | 0 | 0 | 0
Mapragg Pumped Hydro Storage Power Plant | Pumped Hydro Storage | Open-loop Pumped Hydro Storage | Open-loop Pumped Hydro Storage | Operational | 370000 | 0 | 46.943 | 9.48 | 0 | 0 | 0 | 0 | 0 | 0 | 1 | 1 | 0 | 0 | 0 | 0 | 0 | 0 | 0 | 0 | 0 | 0 | 0 | 0 | 0 | 0 | 0 | 0 | 0 | 0 | 0 | 0 | 0
Kangaroo Valley Pumping and Power Station | Pumped Hydro Storage | Open-loop Pumped Hydro Storage | Open-loop Pumped Hydro Storage | Operational | 160000 | 0 | -34.7337 | 150.47 | 0 | 0 | 0 | 0 | 0 | 0 | 1 | 1 | 0 | 0 | 0 | 0 | 0 | 0 | 0 | 0 | 0 | 0 | 0 | 0 | 0 | 0 | 0 | 0 | 0 | 0 | 0 | 0 | 0
Bendeela Pumping and Power Station | Pumped Hydro Storage | Open-loop Pumped Hydro Storage | Open-loop Pumped Hydro Storage | Operational | 80000 | 0 | -34.7211 | 150.48 | 0 | 0 | 0 | 0 | 0 | 0 | 1 | 1 | 0 | 0 | 0 | 0 | 0 | 0 | 0 | 0 | 0 | 0 | 0 | 0 | 0 | 0 | 0 | 0 | 0 | 0 | 0 | 0 | 0
Max Planck Institute ASDEX-Upgrade Pulsed Power Supply System - 155 MW With Pulse Duration of 9.7 sec. | Electro-mechanical | Flywheel | Flywheel | Operational | 387000 | 0 | 48.2633 | 11.6717 | 0 | 0 | 0 | 0 | 0 | 0 | 0 | 0 | 0 | 0 | 0 | 0 | 0 | 0 | 0 | 1 | 0 | 0 | 0 | 0 | 0 | 0 | 0 | 0 | 0 | 0 | 0 | 0 | 0
Taloro Hydro Power Station | Pumped Hydro Storage | Open-loop Pumped Hydro Storage | Open-loop Pumped Hydro Storage | Operational | 240000 | 0 | 40.0949 | 9.16 | 0 | 0 | 0 | 0 | 0 | 0 | 1 | 1 | 0 | 0 | 0 | 0 | 0 | 0 | 0 | 0 | 0 | 0 | 0 | 0 | 0 | 0 | 0 | 0 | 0 | 0 | 0 | 0 | 0
Tanes Hydroelectric Power Station | Pumped Hydro Storage | Open-loop Pumped Hydro Storage | Open-loop Pumped Hydro Storage | Operational | 133000 | 0 | 43.2504 | -5.98 | 0 | 0 | 0 | 0 | 0 | 0 | 1 | 1 | 0 | 0 | 0 | 0 | 0 | 0 | 0 | 0 | 0 | 0 | 0 | 0 | 0 | 0 | 0 | 0 | 0 | 0 | 0 | 0 | 0
Raccoon Mountain Pumped Storage Plant | Pumped Hydro Storage | Open-loop Pumped Hydro Storage | Open-loop Pumped Hydro Storage | Operational | 1652000 | 22 | 35.0198 | -85.37 | 0 | 0 | 0 | 0 | 0 | 0 | 1 | 1 | 0 | 0 | 0 | 0 | 0 | 0 | 0 | 0 | 0 | 0 | 0 | 0 | 0 | 0 | 0 | 0 | 0 | 0 | 0 | 0 | 0
DaleÅ¡ice Pumped Storage Power Plant | Pumped Hydro Storage | Open-loop Pumped Hydro Storage | Open-loop Pumped Hydro Storage | Operational | 450000 | 5.12 | 49.1244 | 16.12 | 0 | 0 | 0 | 0 | 0 | 0 | 1 | 1 | 0 | 1 | 0 | 0 | 0 | 0 | 0 | 0 | 0 | 0 | 0 | 0 | 0 | 0 | 0 | 0 | 0 | 0 | 0 | 0 | 0
Fairfield Pumped Storage | Pumped Hydro Storage | Open-loop Pumped Hydro Storage | Open-loop Pumped Hydro Storage | Operational | 511200 | 6.97 | 34.2994 | -81.31 | 0 | 0 | 0 | 0 | 0 | 0 | 1 | 1 | 1 | 0 | 0 | 0 | 0 | 0 | 0 | 0 | 0 | 0 | 0 | 0 | 0 | 0 | 0 | 0 | 0 | 0 | 0 | 0 | 0
Kraftwerk Huntorf - 321-MW Plant Utilizes Nuclear-Sourced Night-Time Power | Electro-mechanical | Compressed Air Energy Storage | Compressed Air Energy Storage | Operational | 290000 | 0 | 53.1898 | 8.41 | 1 | 0 | 0 | 0 | 0 | 0 | 1 | 0 | 0 | 1 | 1 | 0 | 0 | 0 | 0 | 0 | 0 | 0 | 0 | 0 | 0 | 0 | 0 | 0 | 0 | 0 | 0 | 0 | 0
Aurland III Hydro Power Plant | Pumped Hydro Storage | Open-loop Pumped Hydro Storage | Open-loop Pumped Hydro Storage | Operational | 270000 | 0 | 60.9036 | 7.2 | 0 | 0 | 0 | 0 | 0 | 0 | 1 | 1 | 0 | 0 | 0 | 0 | 0 | 0 | 0 | 0 | 0 | 0 | 0 | 0 | 0 | 0 | 0 | 0 | 0 | 0 | 0 | 0 | 0
Porabka-Zar Pumped Storage Power Plant | Pumped Hydro Storage | Open-loop Pumped Hydro Storage | Open-loop Pumped Hydro Storage | Operational | 500000 | 4 | 49.7705 | 19.21 | 0 | 0 | 0 | 0 | 0 | 0 | 1 | 1 | 0 | 0 | 0 | 0 | 0 | 0 | 0 | 0 | 0 | 0 | 0 | 0 | 0 | 0 | 0 | 0 | 0 | 0 | 0 | 0 | 0
Le Cheylas Pumped Storage Power Plant | Pumped Hydro Storage | Open-loop Pumped Hydro Storage | Open-loop Pumped Hydro Storage | Operational | 480000 | 0 | 45.3815 | 5.99 | 0 | 0 | 0 | 0 | 0 | 0 | 1 | 1 | 0 | 1 | 1 | 0 | 0 | 0 | 0 | 0 | 0 | 0 | 0 | 0 | 0 | 0 | 0 | 0 | 0 | 0 | 0 | 0 | 1
Coo-Trois-Ponts Hydroelectric Power Station | Pumped Hydro Storage | Open-loop Pumped Hydro Storage | Open-loop Pumped Hydro Storage | Operational | 1164000 | 5 | 50.3717 | 5.87 | 0 | 0 | 0 | 0 | 0 | 0 | 1 | 1 | 0 | 1 | 0 | 0 | 0 | 0 | 0 | 0 | 0 | 0 | 0 | 0 | 0 | 0 | 0 | 0 | 0 | 0 | 0 | 0 | 0
Malta Main Stage Pumped Storage Power Plant | Pumped Hydro Storage | Open-loop Pumped Hydro Storage | Open-loop Pumped Hydro Storage | Operational | 730000 | 0 | 46.8724 | 13.33 | 1 | 0 | 0 | 0 | 0 | 0 | 0 | 0 | 0 | 0 | 0 | 0 | 0 | 0 | 0 | 0 | 0 | 0 | 0 | 0 | 0 | 0 | 0 | 0 | 0 | 0 | 0 | 0 | 0
Malta Upper Stage Pumped Storage Power Plant | Pumped Hydro Storage | Open-loop Pumped Hydro Storage | Open-loop Pumped Hydro Storage | Operational | 120000 | 0 | 47.0792 | 13.34 | 0 | 0 | 0 | 0 | 0 | 0 | 1 | 1 | 0 | 0 | 0 | 0 | 0 | 0 | 0 | 0 | 0 | 0 | 0 | 0 | 0 | 0 | 0 | 0 | 0 | 0 | 0 | 0 | 0
Markersbach Pumped Storage Power Plant | Pumped Hydro Storage | Open-loop Pumped Hydro Storage | Open-loop Pumped Hydro Storage | Operational | 1050000 | 4 | 50.5353 | 12.86 | 1 | 0 | 0 | 0 | 0 | 0 | 1 | 1 | 0 | 0 | 1 | 0 | 0 | 0 | 0 | 0 | 0 | 0 | 0 | 0 | 0 | 0 | 0 | 0 | 0 | 0 | 0 | 0 | 1
Wallace Dam Pumped Storage | Pumped Hydro Storage | Open-loop Pumped Hydro Storage | Open-loop Pumped Hydro Storage | Operational | 208000 | 0 | 33.35 | -83.16 | 0 | 0 | 0 | 0 | 0 | 0 | 1 | 1 | 0 | 0 | 0 | 0 | 0 | 0 | 0 | 0 | 0 | 0 | 0 | 0 | 0 | 0 | 0 | 0 | 0 | 0 | 0 | 0 | 0
Steenbras Dam Pumped Storage Scheme | Pumped Hydro Storage | Open-loop Pumped Hydro Storage | Open-loop Pumped Hydro Storage | Operational | 180000 | 15.5 | -34.1515 | 18.87 | 0 | 0 | 0 | 0 | 0 | 0 | 1 | 0 | 0 | 1 | 0 | 0 | 0 | 0 | 0 | 0 | 0 | 0 | 0 | 0 | 0 | 0 | 0 | 0 | 0 | 0 | 0 | 0 | 0
Rovina Hydro Power Plant (Entracque Pumped Storage) | Pumped Hydro Storage | Open-loop Pumped Hydro Storage | Open-loop Pumped Hydro Storage | Operational | 134000 | 0 | 44.244 | 7.4 | 0 | 0 | 0 | 0 | 0 | 0 | 1 | 1 | 0 | 0 | 0 | 0 | 0 | 0 | 0 | 0 | 0 | 0 | 0 | 0 | 0 | 0 | 0 | 0 | 0 | 0 | 0 | 0 | 0
Okuyoshino Pumped Storage | Pumped Hydro Storage | Open-loop Pumped Hydro Storage | Open-loop Pumped Hydro Storage | Operational | 1206000 | 12.18 | 34.0447 | 135.79 | 0 | 0 | 0 | 0 | 0 | 0 | 1 | 1 | 0 | 0 | 0 | 0 | 0 | 0 | 0 | 0 | 0 | 0 | 0 | 0 | 0 | 0 | 0 | 0 | 0 | 0 | 0 | 0 | 0
Kuhtai PSH (KÃ¼htai Pumped Hydro Station) | Pumped Hydro Storage | Open-loop Pumped Hydro Storage | Open-loop Pumped Hydro Storage | Operational | 289000 | 12.6 | 47.2537 | 11.6 | 0 | 0 | 0 | 0 | 0 | 0 | 1 | 1 | 0 | 1 | 0 | 0 | 0 | 0 | 0 | 0 | 0 | 0 | 0 | 0 | 0 | 0 | 0 | 0 | 0 | 0 | 0 | 0 | 0
Shin-Takasegawa Pumped Storage Station | Pumped Hydro Storage | Open-loop Pumped Hydro Storage | Open-loop Pumped Hydro Storage | Operational | 1280000 | 0 | 36.4738 | 137.69 | 0 | 0 | 0 | 0 | 0 | 0 | 1 | 1 | 0 | 0 | 0 | 0 | 0 | 0 | 0 | 0 | 0 | 0 | 0 | 0 | 0 | 0 | 0 | 0 | 0 | 0 | 0 | 0 | 0
Srisailam Pumped Hydro Storage | Pumped Hydro Storage | Open-loop Pumped Hydro Storage | Open-loop Pumped Hydro Storage | Operational | 1670000 | 0 | 16.0733 | 78.87 | 0 | 0 | 0 | 0 | 0 | 0 | 1 | 1 | 0 | 0 | 0 | 0 | 0 | 0 | 0 | 0 | 0 | 0 | 0 | 0 | 0 | 0 | 0 | 0 | 0 | 0 | 0 | 0 | 0
Oschenik Innerfragant Pumped Storage Power Station | Pumped Hydro Storage | Open-loop Pumped Hydro Storage | Open-loop Pumped Hydro Storage | Operational | 108000 | 0 | 47.1375 | 12.33 | 0 | 0 | 0 | 0 | 0 | 0 | 1 | 1 | 0 | 0 | 0 | 0 | 0 | 0 | 0 | 0 | 0 | 0 | 0 | 0 | 0 | 0 | 0 | 0 | 0 | 0 | 0 | 0 | 0
ÄŒierny VÃ¡h Pumped Storage Power Plant | Pumped Hydro Storage | Open-loop Pumped Hydro Storage | Open-loop Pumped Hydro Storage | Operational | 735160 | 0 | 49.0111 | 19.93 | 0 | 0 | 0 | 0 | 0 | 0 | 1 | 1 | 0 | 1 | 1 | 0 | 0 | 0 | 0 | 0 | 0 | 0 | 0 | 0 | 0 | 0 | 0 | 0 | 0 | 0 | 0 | 0 | 1
Chiotas Hydro Power Plant (Entracque Pumped Storage) | Pumped Hydro Storage | Open-loop Pumped Hydro Storage | Open-loop Pumped Hydro Storage | Operational | 1184000 | 0 | 44.1776 | 7.42 | 0 | 0 | 0 | 0 | 0 | 0 | 1 | 1 | 0 | 0 | 0 | 0 | 0 | 0 | 0 | 0 | 0 | 0 | 0 | 0 | 0 | 0 | 0 | 0 | 0 | 0 | 0 | 0 | 0
Aguieira Hydro Power Station | Pumped Hydro Storage | Open-loop Pumped Hydro Storage | Open-loop Pumped Hydro Storage | Operational | 336000 | 116.67 | 40.3403 | -8.2 | 0 | 0 | 0 | 0 | 0 | 0 | 1 | 1 | 0 | 0 | 0 | 0 | 0 | 0 | 0 | 0 | 0 | 0 | 0 | 0 | 0 | 0 | 0 | 0 | 0 | 0 | 0 | 0 | 0
Mount Elbert Power Plant | Pumped Hydro Storage | Open-loop Pumped Hydro Storage | Open-loop Pumped Hydro Storage | Operational | 200000 | 12 | 39.0941 | -106.35 | 1 | 0 | 0 | 0 | 0 | 0 | 0 | 0 | 1 | 1 | 0 | 0 | 0 | 1 | 0 | 0 | 0 | 0 | 0 | 0 | 0 | 0 | 0 | 0 | 0 | 0 | 0 | 0 | 1
Okuyahagi No. 1 Pumped Hydro Power Station | Pumped Hydro Storage | Open-loop Pumped Hydro Storage | Open-loop Pumped Hydro Storage | Operational | 317000 | 0 | 35.1802 | 136.91 | 0 | 0 | 0 | 0 | 0 | 0 | 1 | 1 | 0 | 0 | 0 | 0 | 0 | 0 | 0 | 0 | 0 | 0 | 0 | 0 | 0 | 0 | 0 | 0 | 0 | 0 | 0 | 0 | 0
Okuyahagi No. 2 Pumped Hydro Power Station | Pumped Hydro Storage | Open-loop Pumped Hydro Storage | Open-loop Pumped Hydro Storage | Operational | 780000 | 0 | 35.1802 | 136.91 | 0 | 0 | 0 | 0 | 0 | 0 | 1 | 1 | 0 | 0 | 0 | 0 | 0 | 0 | 0 | 0 | 0 | 0 | 0 | 0 | 0 | 0 | 0 | 0 | 0 | 0 | 0 | 0 | 0
Daini Numazawa Pumped Hydro Power Station | Pumped Hydro Storage | Open-loop Pumped Hydro Storage | Open-loop Pumped Hydro Storage | Operational | 460000 | 0 | 37.4539 | 139.52 | 0 | 0 | 0 | 0 | 0 | 0 | 1 | 1 | 0 | 0 | 0 | 0 | 0 | 0 | 0 | 0 | 0 | 0 | 0 | 0 | 0 | 0 | 0 | 0 | 0 | 0 | 0 | 0 | 0
Drakensberg Pumped Storage Scheme | Pumped Hydro Storage | Open-loop Pumped Hydro Storage | Open-loop Pumped Hydro Storage | Operational | 1000000 | 10 | -28.5306 | 30.9 | 1 | 0 | 0 | 0 | 0 | 0 | 1 | 0 | 0 | 1 | 0 | 0 | 0 | 1 | 0 | 0 | 0 | 0 | 0 | 0 | 0 | 0 | 0 | 0 | 0 | 0 | 0 | 0 | 1
Gabriel Y Galan Hydroelectric Power Station | Pumped Hydro Storage | Open-loop Pumped Hydro Storage | Open-loop Pumped Hydro Storage | Operational | 111000 | 0 | 40.1953 | -6.16 | 0 | 0 | 0 | 0 | 0 | 0 | 1 | 1 | 0 | 0 | 0 | 0 | 0 | 0 | 0 | 0 | 0 | 0 | 0 | 0 | 0 | 0 | 0 | 0 | 0 | 0 | 0 | 0 | 0
Guijo de Grandadilla Hydroelectric Power Station | Pumped Hydro Storage | Open-loop Pumped Hydro Storage | Open-loop Pumped Hydro Storage | Operational | 54000 | 0 | 40.1953 | -6.16 | 0 | 0 | 0 | 0 | 0 | 0 | 1 | 1 | 0 | 0 | 0 | 0 | 0 | 0 | 0 | 0 | 0 | 0 | 0 | 0 | 0 | 0 | 0 | 0 | 0 | 0 | 0 | 0 | 0
Tanbara Pumped Hydro Power Station | Pumped Hydro Storage | Open-loop Pumped Hydro Storage | Open-loop Pumped Hydro Storage | Operational | 1200000 | 0 | 36.7863 | 139.16 | 0 | 0 | 0 | 0 | 0 | 0 | 1 | 1 | 0 | 0 | 0 | 0 | 0 | 0 | 0 | 0 | 0 | 0 | 0 | 0 | 0 | 0 | 0 | 0 | 0 | 0 | 0 | 0 | 0
Okikuyotsu (Okukiyotsu) Pumped Hydro Storage Power Plant | Pumped Hydro Storage | Open-loop Pumped Hydro Storage | Open-loop Pumped Hydro Storage | Operational | 1000000 | 0 | 36 | 138 | 0 | 0 | 0 | 0 | 0 | 0 | 1 | 1 | 0 | 0 | 0 | 0 | 0 | 0 | 0 | 0 | 0 | 0 | 0 | 0 | 0 | 0 | 0 | 0 | 0 | 0 | 0 | 0 | 0
Aguayo I Pumped Storage Power Plant | Pumped Hydro Storage | Open-loop Pumped Hydro Storage | Open-loop Pumped Hydro Storage | Operational | 360000 | 0 | 43.0929 | -4.02 | 0 | 0 | 0 | 0 | 0 | 0 | 1 | 1 | 0 | 1 | 0 | 0 | 0 | 0 | 0 | 0 | 0 | 0 | 0 | 1 | 0 | 0 | 0 | 0 | 0 | 0 | 0 | 0 | 0
Thermal Storage at San Antonio International Airport | Thermal Storage | Chilled Water Thermal Storage | Chilled Water Thermal Storage | Operational | 422 | 8 | 29.528 | -98.48 | 0 | 0 | 0 | 0 | 1 | 0 | 1 | 0 | 0 | 0 | 0 | 0 | 0 | 0 | 0 | 0 | 0 | 0 | 0 | 0 | 0 | 0 | 0 | 0 | 0 | 0 | 0 | 0 | 0
Grimsel 2 Pumped Hydro Storage Power Station | Pumped Hydro Storage | Open-loop Pumped Hydro Storage | Open-loop Pumped Hydro Storage | Operational | 350000 | 0 | 46.6553 | 8.29 | 0 | 0 | 0 | 0 | 0 | 0 | 1 | 1 | 0 | 0 | 0 | 0 | 0 | 0 | 0 | 0 | 0 | 0 | 0 | 0 | 0 | 0 | 0 | 0 | 0 | 0 | 0 | 0 | 0
MontÃ©zic Pumped Storage Power Plant | Pumped Hydro Storage | Open-loop Pumped Hydro Storage | Open-loop Pumped Hydro Storage | Operational | 910000 | 0 | 44.7094 | 2.64 | 0 | 0 | 0 | 0 | 0 | 0 | 1 | 1 | 0 | 1 | 1 | 0 | 0 | 0 | 0 | 0 | 0 | 0 | 0 | 0 | 0 | 0 | 0 | 0 | 0 | 0 | 0 | 0 | 1
Å»arnowiec Pumped Storage | Pumped Hydro Storage | Open-loop Pumped Hydro Storage | Open-loop Pumped Hydro Storage | Operational | 716000 | 0 | 54.7698 | 18.05 | 0 | 0 | 0 | 0 | 0 | 0 | 1 | 1 | 0 | 1 | 0 | 0 | 0 | 0 | 0 | 0 | 0 | 0 | 0 | 0 | 0 | 0 | 0 | 0 | 0 | 0 | 0 | 0 | 0
Leitzachwerk I | Pumped Hydro Storage | Open-loop Pumped Hydro Storage | Open-loop Pumped Hydro Storage | Operational | 49000 | 11.25 | 47.8483 | 11.86 | 0 | 0 | 0 | 0 | 0 | 0 | 1 | 1 | 0 | 0 | 0 | 0 | 0 | 0 | 0 | 0 | 0 | 0 | 0 | 0 | 0 | 0 | 0 | 0 | 0 | 0 | 0 | 0 | 0
Le Pouget Pumped Storage Power Plant | Pumped Hydro Storage | Open-loop Pumped Hydro Storage | Open-loop Pumped Hydro Storage | Operational | 445000 | 0 | 44.0596 | 2.77 | 0 | 0 | 0 | 0 | 0 | 0 | 1 | 1 | 0 | 0 | 0 | 0 | 0 | 0 | 0 | 0 | 0 | 0 | 0 | 0 | 0 | 0 | 0 | 0 | 0 | 0 | 0 | 0 | 0
Wivenhoe Power Station | Pumped Hydro Storage | Open-loop Pumped Hydro Storage | Open-loop Pumped Hydro Storage | Operational | 500000 | 10 | -27.413 | 152.64 | 1 | 0 | 0 | 0 | 0 | 0 | 1 | 0 | 1 | 1 | 0 | 0 | 0 | 0 | 0 | 0 | 0 | 0 | 0 | 0 | 0 | 0 | 1 | 0 | 0 | 0 | 0 | 0 | 0
Velebit Pump Storage Power Plant | Pumped Hydro Storage | Open-loop Pumped Hydro Storage | Open-loop Pumped Hydro Storage | Operational | 276000 | 0 | 44.2007 | 15.68 | 0 | 0 | 0 | 0 | 0 | 0 | 1 | 1 | 0 | 0 | 0 | 0 | 0 | 0 | 0 | 0 | 0 | 0 | 0 | 0 | 0 | 0 | 0 | 0 | 0 | 0 | 0 | 0 | 0
Hongawa (Motokawa) Pumped Hydro Power Station | Pumped Hydro Storage | Open-loop Pumped Hydro Storage | Open-loop Pumped Hydro Storage | Operational | 615000 | 0 | 33.5588 | 133.53 | 0 | 0 | 0 | 0 | 0 | 0 | 1 | 1 | 0 | 0 | 0 | 0 | 0 | 0 | 0 | 0 | 0 | 0 | 0 | 0 | 0 | 0 | 0 | 0 | 0 | 0 | 0 | 0 | 0
Clarence Cannon Dam Pumped Storage | Pumped Hydro Storage | Open-loop Pumped Hydro Storage | Open-loop Pumped Hydro Storage | Operational | 58000 | 0 | 39.5246 | -91.64 | 0 | 0 | 0 | 0 | 0 | 0 | 1 | 1 | 0 | 0 | 0 | 0 | 0 | 0 | 0 | 0 | 0 | 0 | 0 | 0 | 0 | 0 | 0 | 0 | 0 | 0 | 0 | 0 | 0
Dinorwig Power Station | Pumped Hydro Storage | Closed-loop Pumped Hydro Storage | Closed-loop Pumped Hydro Storage | Operational | 1728000 | 5 | 53.1341 | -4.11 | 0 | 0 | 0 | 0 | 0 | 0 | 1 | 1 | 0 | 1 | 1 | 0 | 0 | 1 | 0 | 0 | 0 | 0 | 0 | 0 | 0 | 0 | 0 | 0 | 0 | 0 | 0 | 0 | 0
Los Reyunos Pumped Hydro Storage | Pumped Hydro Storage | Open-loop Pumped Hydro Storage | Open-loop Pumped Hydro Storage | Operational | 224000 | 0 | -34.5922 | -68.67 | 0 | 0 | 0 | 0 | 0 | 0 | 1 | 1 | 0 | 0 | 0 | 0 | 0 | 0 | 0 | 0 | 0 | 0 | 0 | 0 | 0 | 0 | 0 | 0 | 0 | 0 | 0 | 0 | 0
Lepenica Pumped Hydro Power Station | Pumped Hydro Storage | Open-loop Pumped Hydro Storage | Open-loop Pumped Hydro Storage | Operational | 1140 | 0 | 45.305 | 14.71 | 0 | 0 | 0 | 0 | 0 | 0 | 1 | 1 | 0 | 0 | 0 | 0 | 0 | 0 | 0 | 0 | 0 | 0 | 0 | 0 | 0 | 0 | 0 | 0 | 0 | 0 | 0 | 0 | 0
Edolo Pumped Storage Plant | Pumped Hydro Storage | Open-loop Pumped Hydro Storage | Open-loop Pumped Hydro Storage | Operational | 1000000 | 0 | 46.1804 | 10.33 | 0 | 0 | 0 | 0 | 0 | 0 | 1 | 1 | 0 | 0 | 0 | 0 | 0 | 0 | 0 | 0 | 0 | 0 | 0 | 0 | 0 | 0 | 0 | 0 | 0 | 0 | 0 | 0 | 0
Richard B. Russell Pumped Storage | Pumped Hydro Storage | Open-loop Pumped Hydro Storage | Open-loop Pumped Hydro Storage | Operational | 600000 | 0 | 34.0252 | -82.59 | 0 | 0 | 0 | 0 | 0 | 0 | 1 | 1 | 0 | 0 | 0 | 0 | 0 | 0 | 0 | 0 | 0 | 0 | 0 | 0 | 0 | 0 | 0 | 0 | 0 | 0 | 0 | 0 | 0
Moralets-Llauset (Lleida/Huesca) Hydroelectric Power Station | Pumped Hydro Storage | Open-loop Pumped Hydro Storage | Open-loop Pumped Hydro Storage | Operational | 219100 | 0 | 42.5809 | 0.69 | 0 | 0 | 0 | 0 | 0 | 0 | 1 | 0 | 0 | 0 | 0 | 0 | 0 | 0 | 0 | 0 | 0 | 0 | 0 | 0 | 0 | 0 | 0 | 0 | 0 | 0 | 0 | 0 | 0
Sfikia Pumped Hydro Power Station | Pumped Hydro Storage | Open-loop Pumped Hydro Storage | Open-loop Pumped Hydro Storage | Operational | 315000 | 0 | 40.3857 | 22.21 | 0 | 0 | 0 | 0 | 0 | 0 | 1 | 1 | 0 | 0 | 0 | 0 | 0 | 0 | 0 | 0 | 0 | 0 | 0 | 0 | 0 | 0 | 0 | 0 | 0 | 0 | 0 | 0 | 0
Estany Gento/Sallente Pumped Storage Power Plant | Pumped Hydro Storage | Open-loop Pumped Hydro Storage | Open-loop Pumped Hydro Storage | Operational | 468000 | 0 | 42.5104 | 1 | 0 | 0 | 0 | 0 | 0 | 0 | 1 | 1 | 0 | 1 | 0 | 0 | 0 | 0 | 0 | 0 | 0 | 0 | 0 | 0 | 0 | 0 | 0 | 0 | 0 | 0 | 0 | 0 | 0
Minghu Pumped Storage | Pumped Hydro Storage | Open-loop Pumped Hydro Storage | Open-loop Pumped Hydro Storage | Operational | 1008000 | 0 | 23.792 | 120.86 | 0 | 0 | 0 | 0 | 0 | 0 | 1 | 1 | 0 | 1 | 0 | 0 | 0 | 1 | 0 | 0 | 0 | 0 | 0 | 0 | 0 | 0 | 0 | 0 | 0 | 0 | 0 | 0 | 0
Samrangjin Pumped Hydro Power Plant | Pumped Hydro Storage | Open-loop Pumped Hydro Storage | Open-loop Pumped Hydro Storage | Operational | 600000 | 6 | 35.5038 | 128.75 | 0 | 0 | 0 | 0 | 0 | 0 | 1 | 1 | 0 | 0 | 0 | 0 | 0 | 0 | 0 | 0 | 0 | 0 | 0 | 0 | 0 | 0 | 0 | 0 | 0 | 0 | 0 | 0 | 0
Bath County Pumped Storage Station - Dominion Generation / First Energy | Pumped Hydro Storage | Open-loop Pumped Hydro Storage | Open-loop Pumped Hydro Storage | Operational | 3003000 | 10.3 | 38.1984 | -79.81 | 0 | 0 | 0 | 0 | 0 | 0 | 1 | 0 | 0 | 0 | 0 | 0 | 0 | 0 | 0 | 0 | 0 | 0 | 0 | 0 | 0 | 0 | 0 | 0 | 0 | 0 | 0 | 0 | 0
StÃ¸lsdal Pumped Hydro Power Plant | Pumped Hydro Storage | Open-loop Pumped Hydro Storage | Open-loop Pumped Hydro Storage | Operational | 17000 | 0 | 59.2234 | 6.19 | 0 | 0 | 0 | 0 | 0 | 0 | 1 | 1 | 0 | 0 | 0 | 0 | 0 | 0 | 0 | 0 | 0 | 0 | 0 | 0 | 0 | 0 | 0 | 0 | 0 | 0 | 0 | 0 | 0
Saurdal Hydro Power Station | Pumped Hydro Storage | Open-loop Pumped Hydro Storage | Open-loop Pumped Hydro Storage | Operational | 640000 | 0 | 59.4988 | 6.53 | 0 | 0 | 0 | 0 | 0 | 0 | 1 | 1 | 0 | 0 | 0 | 0 | 0 | 0 | 0 | 0 | 0 | 0 | 0 | 0 | 0 | 0 | 0 | 0 | 0 | 0 | 0 | 0 | 0
AldeadÃ¡vila Hydro Power Station | Pumped Hydro Storage | Open-loop Pumped Hydro Storage | Open-loop Pumped Hydro Storage | Operational | 1139000 | 0 | 40.937 | -5.67 | 0 | 0 | 0 | 0 | 0 | 0 | 1 | 1 | 0 | 0 | 0 | 0 | 0 | 0 | 0 | 0 | 0 | 0 | 0 | 0 | 0 | 0 | 0 | 0 | 0 | 0 | 0 | 0 | 0
Super Bissorte Pumped Storage Power Plant | Pumped Hydro Storage | Open-loop Pumped Hydro Storage | Open-loop Pumped Hydro Storage | Operational | 748000 | 0 | 45.1834 | 6.48 | 0 | 0 | 0 | 0 | 0 | 0 | 1 | 1 | 0 | 1 | 1 | 0 | 0 | 0 | 0 | 0 | 0 | 0 | 0 | 0 | 0 | 0 | 0 | 0 | 0 | 0 | 0 | 0 | 1
Tamahara Pumped Storage Power Station | Pumped Hydro Storage | Open-loop Pumped Hydro Storage | Open-loop Pumped Hydro Storage | Operational | 1200000 | 0 | 36.6461 | 139.04 | 0 | 0 | 0 | 0 | 0 | 0 | 1 | 1 | 0 | 0 | 0 | 0 | 0 | 0 | 0 | 0 | 0 | 0 | 0 | 0 | 0 | 0 | 0 | 0 | 0 | 0 | 0 | 0 | 0
Tenzan Pumped Hydro Power Station | Pumped Hydro Storage | Open-loop Pumped Hydro Storage | Open-loop Pumped Hydro Storage | Operational | 600000 | 0 | 33.4319 | 129.95 | 0 | 0 | 0 | 0 | 0 | 0 | 1 | 1 | 0 | 0 | 0 | 0 | 0 | 0 | 0 | 0 | 0 | 0 | 0 | 0 | 0 | 0 | 0 | 0 | 0 | 0 | 0 | 0 | 0
Grand&#039;Maison Dam Pumped Storage Power Plant | Pumped Hydro Storage | Open-loop Pumped Hydro Storage | Open-loop Pumped Hydro Storage | Operational | 1820000 | 0 | 45.2059 | 6.12 | 0 | 0 | 0 | 0 | 0 | 0 | 1 | 1 | 0 | 1 | 0 | 0 | 0 | 0 | 0 | 0 | 0 | 0 | 0 | 0 | 0 | 0 | 0 | 0 | 0 | 0 | 0 | 0 | 0
Big Creek (John S. Eastwood) Pumped Storage | Pumped Hydro Storage | Open-loop Pumped Hydro Storage | Open-loop Pumped Hydro Storage | Operational | 199800 | 17.67 | 37.1041 | -119.32 | 0 | 0 | 0 | 0 | 0 | 0 | 1 | 1 | 0 | 0 | 0 | 0 | 0 | 0 | 0 | 0 | 0 | 0 | 0 | 0 | 0 | 0 | 0 | 0 | 0 | 0 | 0 | 0 | 0
Berliner Kraft- und Licht BEWAG Battery | Electro-chemical | Electro-chemical | Lead-acid Battery | De-Commissioned | 8500 | 1.67 | 52.52 | 13.4 | 0 | 0 | 0 | 0 | 0 | 0 | 0 | 0 | 0 | 1 | 1 | 0 | 0 | 0 | 0 | 0 | 0 | 0 | 0 | 0 | 0 | 0 | 0 | 0 | 0 | 0 | 0 | 0 | 0
Crescent Electric Membership Cooperative BESS | Electro-chemical | Electro-chemical | Lead-acid Battery | De-Commissioned | 500 | 1 | 35.7826 | -80.89 | 0 | 0 | 0 | 0 | 0 | 0 | 1 | 0 | 0 | 0 | 0 | 0 | 0 | 0 | 0 | 0 | 0 | 0 | 0 | 0 | 0 | 0 | 0 | 0 | 0 | 0 | 0 | 0 | 0
Orphey Hydro Power Plant | Pumped Hydro Storage | Open-loop Pumped Hydro Storage | Open-loop Pumped Hydro Storage | Operational | 160000 | 0 | 41.7429 | 24.39 | 0 | 0 | 0 | 0 | 0 | 0 | 1 | 1 | 0 | 0 | 0 | 0 | 0 | 0 | 0 | 0 | 0 | 0 | 0 | 0 | 0 | 0 | 0 | 0 | 0 | 0 | 0 | 0 | 0
Kadamparai Hydroelectric Pumped Storage Power Plant | Pumped Hydro Storage | Open-loop Pumped Hydro Storage | Open-loop Pumped Hydro Storage | Operational | 400000 | 0 | 11.0168 | 76.96 | 0 | 0 | 0 | 0 | 0 | 0 | 1 | 1 | 0 | 0 | 0 | 0 | 0 | 0 | 0 | 0 | 0 | 0 | 0 | 0 | 0 | 0 | 0 | 0 | 0 | 0 | 0 | 0 | 0
HÃ¤usling Pumped Storage Power Plant | Pumped Hydro Storage | Open-loop Pumped Hydro Storage | Open-loop Pumped Hydro Storage | Operational | 360000 | 0 | 47.1458 | 11.97 | 0 | 0 | 0 | 0 | 0 | 0 | 0 | 0 | 0 | 0 | 0 | 0 | 0 | 0 | 0 | 0 | 0 | 0 | 1 | 1 | 0 | 0 | 0 | 0 | 0 | 0 | 0 | 0 | 0
TorrÃ£o Pumped Storage Power Plant | Pumped Hydro Storage | Open-loop Pumped Hydro Storage | Open-loop Pumped Hydro Storage | Operational | 140000 | 71.43 | 41.0974 | -8.26 | 0 | 0 | 0 | 0 | 0 | 0 | 1 | 1 | 0 | 1 | 0 | 0 | 0 | 0 | 0 | 0 | 0 | 0 | 0 | 0 | 0 | 0 | 0 | 0 | 0 | 0 | 0 | 0 | 0
SCE Chino Battery Storage Project | Electro-chemical | Electro-chemical | Lead-acid Battery | De-Commissioned | 10000 | 4 | 33.9986 | -117.68 | 1 | 0 | 0 | 0 | 0 | 0 | 0 | 0 | 0 | 0 | 0 | 0 | 0 | 0 | 0 | 0 | 0 | 0 | 0 | 0 | 0 | 1 | 0 | 1 | 0 | 0 | 0 | 0 | 1
Palmiet Pumped Storage Scheme | Pumped Hydro Storage | Open-loop Pumped Hydro Storage | Open-loop Pumped Hydro Storage | Operational | 400000 | 10 | -34.1587 | 19.01 | 1 | 0 | 0 | 0 | 0 | 0 | 1 | 0 | 0 | 1 | 1 | 0 | 0 | 0 | 0 | 0 | 0 | 0 | 0 | 0 | 0 | 0 | 0 | 0 | 0 | 0 | 0 | 0 | 1
Imaichi Pumped Storage Power Station | Pumped Hydro Storage | Open-loop Pumped Hydro Storage | Open-loop Pumped Hydro Storage | Operational | 1050000 | 7.17 | 36.7199 | 139.7 | 1 | 0 | 0 | 0 | 0 | 0 | 1 | 0 | 0 | 1 | 1 | 0 | 0 | 0 | 0 | 0 | 0 | 0 | 0 | 0 | 0 | 0 | 0 | 0 | 0 | 0 | 0 | 0 | 1
Auxiliar Maitenes Hydro Power Plant | Pumped Hydro Storage | Open-loop Pumped Hydro Storage | Open-loop Pumped Hydro Storage | Operational | 30800 | 0 | -33.6652 | -70.09 | 0 | 0 | 0 | 0 | 0 | 0 | 1 | 1 | 0 | 0 | 0 | 0 | 0 | 0 | 0 | 0 | 0 | 0 | 0 | 0 | 0 | 0 | 0 | 0 | 0 | 0 | 0 | 0 | 0
Herdecke Pumped Storage Power Plant | Pumped Hydro Storage | Open-loop Pumped Hydro Storage | Open-loop Pumped Hydro Storage | Operational | 153000 | 4 | 51.4032 | 7.43 | 0 | 0 | 0 | 0 | 0 | 0 | 1 | 1 | 0 | 1 | 0 | 0 | 0 | 1 | 0 | 0 | 0 | 0 | 0 | 0 | 0 | 0 | 0 | 0 | 0 | 0 | 0 | 0 | 0
Frunzaru Reversible Pump Hydro Power Station | Pumped Hydro Storage | Open-loop Pumped Hydro Storage | Open-loop Pumped Hydro Storage | Operational | 53000 | 0 | 43.9004 | 25.97 | 0 | 0 | 0 | 0 | 0 | 0 | 1 | 1 | 0 | 0 | 0 | 0 | 0 | 0 | 0 | 0 | 0 | 0 | 0 | 0 | 0 | 0 | 0 | 0 | 0 | 0 | 0 | 0 | 0
Yagisawa Pumped Hydro Power Station | Pumped Hydro Storage | Open-loop Pumped Hydro Storage | Open-loop Pumped Hydro Storage | Operational | 240000 | 0 | 36.6787 | 139 | 0 | 0 | 0 | 0 | 0 | 0 | 1 | 1 | 0 | 0 | 0 | 0 | 0 | 0 | 0 | 0 | 0 | 0 | 0 | 0 | 0 | 0 | 0 | 0 | 0 | 0 | 0 | 0 | 0
McIntosh CAES Plant - Unit 1 Facility Stores Compressed Air in a Solution-mined Salt Cavern | Electro-mechanical | Compressed Air Energy Storage | Compressed Air Energy Storage | Operational | 110000 | 26 | 31.2572 | -88.028 | 0 | 0 | 0 | 0 | 0 | 0 | 0 | 0 | 0 | 0 | 0 | 0 | 0 | 0 | 0 | 0 | 0 | 0 | 0 | 0 | 0 | 0 | 0 | 0 | 0 | 0 | 0 | 0 | 0
Anapo (Solarino) Pumped Storage Plant | Pumped Hydro Storage | Open-loop Pumped Hydro Storage | Open-loop Pumped Hydro Storage | Operational | 600000 | 0 | 37.1009 | 15.12 | 0 | 0 | 0 | 0 | 0 | 0 | 1 | 1 | 0 | 0 | 0 | 0 | 0 | 0 | 0 | 0 | 0 | 0 | 0 | 0 | 0 | 0 | 0 | 0 | 0 | 0 | 0 | 0 | 0
Srinagarind Hydroelectric Power Plant | Pumped Hydro Storage | Open-loop Pumped Hydro Storage | Open-loop Pumped Hydro Storage | Operational | 720000 | 0 | 14.4049 | 99.13 | 0 | 0 | 0 | 0 | 0 | 0 | 1 | 1 | 0 | 1 | 0 | 0 | 0 | 0 | 0 | 0 | 0 | 0 | 0 | 0 | 0 | 0 | 0 | 0 | 0 | 0 | 0 | 0 | 0
Domenico Cimarosa (Presenzano) Hydroelectric Plant | Pumped Hydro Storage | Open-loop Pumped Hydro Storage | Open-loop Pumped Hydro Storage | Operational | 1000000 | 0 | 41.3766 | 14.09 | 0 | 0 | 0 | 0 | 0 | 0 | 1 | 1 | 0 | 0 | 0 | 0 | 0 | 0 | 0 | 0 | 0 | 0 | 0 | 0 | 0 | 0 | 0 | 0 | 0 | 0 | 0 | 0 | 0
JC Penney Headquarters - Calmac | Thermal Storage | Ice Thermal Storage | Ice Thermal Storage | Operational | 4425 | 12 | 33.0797 | -96.83 | 0 | 0 | 0 | 0 | 1 | 0 | 1 | 0 | 1 | 0 | 0 | 0 | 0 | 0 | 0 | 0 | 0 | 0 | 0 | 0 | 0 | 0 | 0 | 0 | 0 | 0 | 0 | 0 | 0
Bad Creek Pumped Hydro Storage | Pumped Hydro Storage | Open-loop Pumped Hydro Storage | Open-loop Pumped Hydro Storage | Operational | 1065000 | 24 | 35.011 | -83.01 | 0 | 0 | 0 | 0 | 0 | 0 | 1 | 0 | 0 | 0 | 0 | 0 | 0 | 0 | 0 | 0 | 0 | 0 | 0 | 0 | 0 | 0 | 0 | 0 | 0 | 0 | 0 | 0 | 0
Panjiakou Pumped Hydro Power Station (æ½˜å®¶å£) | Pumped Hydro Storage | Open-loop Pumped Hydro Storage | Open-loop Pumped Hydro Storage | Operational | 420000 | 0 | 40.1415 | 118.31 | 0 | 0 | 0 | 0 | 0 | 0 | 1 | 1 | 0 | 0 | 0 | 0 | 0 | 0 | 0 | 0 | 0 | 0 | 0 | 0 | 0 | 0 | 0 | 0 | 0 | 0 | 0 | 0 | 0
Cuntangkou Pumped Hydro Power Station (å¯¸å¡˜å£) | Pumped Hydro Storage | Open-loop Pumped Hydro Storage | Open-loop Pumped Hydro Storage | Operational | 2000 | 0 | 30.5377 | 105.19 | 0 | 0 | 0 | 0 | 0 | 0 | 1 | 1 | 0 | 0 | 0 | 0 | 0 | 0 | 0 | 0 | 0 | 0 | 0 | 0 | 0 | 0 | 0 | 0 | 0 | 0 | 0 | 0 | 0
Shiobara Pumped Hydro Power Station | Pumped Hydro Storage | Open-loop Pumped Hydro Storage | Open-loop Pumped Hydro Storage | Operational | 900000 | 0 | 36.9617 | 140.05 | 0 | 0 | 0 | 0 | 0 | 0 | 1 | 1 | 0 | 0 | 0 | 0 | 0 | 0 | 0 | 0 | 0 | 0 | 0 | 0 | 0 | 0 | 0 | 0 | 0 | 0 | 0 | 0 | 0
Mingtan Dam | Pumped Hydro Storage | Open-loop Pumped Hydro Storage | Open-loop Pumped Hydro Storage | Operational | 1600000 | 0 | 23.8667 | 120.92 | 0 | 0 | 0 | 0 | 0 | 0 | 1 | 1 | 0 | 0 | 1 | 0 | 0 | 0 | 0 | 0 | 0 | 0 | 0 | 0 | 0 | 0 | 0 | 0 | 0 | 0 | 0 | 0 | 1
New Waddell Dam Pumped Hydro Storage | Pumped Hydro Storage | Open-loop Pumped Hydro Storage | Open-loop Pumped Hydro Storage | Operational | 45000 | 0 | 33.2918 | -112.43 | 0 | 0 | 0 | 0 | 0 | 0 | 1 | 1 | 0 | 0 | 0 | 0 | 0 | 0 | 0 | 0 | 0 | 0 | 0 | 0 | 0 | 0 | 0 | 0 | 0 | 0 | 0 | 0 | 0
Puerto Rico Electric Power Authority (PREPA) Battery System | Electro-chemical | Lead-acid Battery | Lead-acid Battery | De-Commissioned | 20000 | 0.7 | 18.3978 | -66.01 | 0 | 0 | 0 | 0 | 0 | 0 | 1 | 0 | 0 | 1 | 1 | 0 | 0 | 0 | 0 | 0 | 0 | 0 | 0 | 0 | 0 | 0 | 0 | 0 | 0 | 0 | 0 | 0 | 1
Okawachi Pumped Hydro Power Station | Pumped Hydro Storage | Open-loop Pumped Hydro Storage | Open-loop Pumped Hydro Storage | Operational | 1280 | 0 | 34.0237 | 131.93 | 0 | 0 | 0 | 0 | 0 | 0 | 1 | 1 | 0 | 0 | 0 | 0 | 0 | 0 | 0 | 0 | 0 | 0 | 0 | 0 | 0 | 0 | 0 | 0 | 0 | 0 | 0 | 0 | 0
Chaira Hydro Power Plant | Pumped Hydro Storage | Open-loop Pumped Hydro Storage | Open-loop Pumped Hydro Storage | Operational | 788000 | 8.5 | 42.1928 | 24.33 | 0 | 0 | 0 | 0 | 0 | 0 | 1 | 0 | 0 | 0 | 1 | 0 | 0 | 0 | 0 | 0 | 0 | 0 | 0 | 0 | 0 | 0 | 0 | 0 | 0 | 0 | 0 | 0 | 1
Rocky Mountain Hydroelectric Plant | Pumped Hydro Storage | Open-loop Pumped Hydro Storage | Open-loop Pumped Hydro Storage | Operational | 1095000 | 0 | 34.2829 | -85.23 | 0 | 0 | 0 | 0 | 0 | 0 | 1 | 0 | 0 | 1 | 1 | 0 | 0 | 0 | 0 | 0 | 0 | 0 | 0 | 0 | 0 | 0 | 0 | 0 | 0 | 0 | 0 | 0 | 0
Okumino Pumped Hydro Power Station | Pumped Hydro Storage | Open-loop Pumped Hydro Storage | Open-loop Pumped Hydro Storage | Operational | 1500000 | 0 | 36.6485 | 138.19 | 0 | 0 | 0 | 0 | 0 | 0 | 1 | 1 | 0 | 0 | 0 | 0 | 0 | 0 | 0 | 0 | 0 | 0 | 0 | 0 | 0 | 0 | 0 | 0 | 0 | 0 | 0 | 0 | 0
Okikuyotsu (Okukiyotsu) No. 2 Pumped Hydro Storage Plant | Pumped Hydro Storage | Open-loop Pumped Hydro Storage | Open-loop Pumped Hydro Storage | Operational | 600000 | 0 | 36 | 138 | 0 | 0 | 0 | 0 | 0 | 0 | 1 | 1 | 0 | 0 | 0 | 0 | 0 | 0 | 0 | 0 | 0 | 0 | 0 | 0 | 0 | 0 | 0 | 0 | 0 | 0 | 0 | 0 | 0
Bhumibol Hydroelectric Power Plant | Pumped Hydro Storage | Open-loop Pumped Hydro Storage | Open-loop Pumped Hydro Storage | Operational | 171000 | 0 | 17.2441 | 99 | 0 | 0 | 0 | 0 | 0 | 0 | 1 | 1 | 0 | 1 | 0 | 0 | 0 | 0 | 0 | 0 | 0 | 0 | 0 | 0 | 0 | 0 | 0 | 0 | 0 | 0 | 0 | 0 | 0
Vernon 5 MW / 3.5 MWh BESS | Electro-chemical | Lead-acid Battery | Valve Regulated Lead-acid Battery | Operational | 5000 | 0.7 | 34.0071 | -118.19 | 0 | 0 | 0 | 0 | 1 | 0 | 0 | 0 | 0 | 1 | 0 | 1 | 0 | 0 | 0 | 0 | 0 | 0 | 0 | 0 | 0 | 0 | 0 | 0 | 0 | 0 | 0 | 0 | 0
Thisavros Hydro Power Plant (Î¦ÏÎ¬Î³Î¼Î± Î˜Î·ÏƒÎ±Ï…ÏÎ¿Ï) | Pumped Hydro Storage | Open-loop Pumped Hydro Storage | Open-loop Pumped Hydro Storage | Operational | 384000 | 0 | 41.267 | 24.5 | 0 | 0 | 0 | 0 | 0 | 0 | 1 | 1 | 0 | 0 | 0 | 0 | 0 | 0 | 0 | 0 | 0 | 0 | 0 | 0 | 0 | 0 | 0 | 0 | 0 | 0 | 0 | 0 | 0
Brockway Standard Lithography Plant - PQ2000 | Electro-chemical | Electro-chemical | Lead-acid Battery | De-Commissioned | 2000 | 0 | 31.0366 | -82.75 | 0 | 0 | 0 | 0 | 0 | 0 | 0 | 0 | 0 | 0 | 0 | 1 | 0 | 0 | 0 | 0 | 0 | 0 | 0 | 0 | 1 | 0 | 0 | 0 | 0 | 0 | 0 | 0 | 0
Matanogawa Pumped Storage Power Station | Pumped Hydro Storage | Open-loop Pumped Hydro Storage | Open-loop Pumped Hydro Storage | Operational | 1200000 | 0 | 35.2658 | 133.51 | 0 | 0 | 0 | 0 | 0 | 0 | 1 | 1 | 0 | 0 | 0 | 0 | 0 | 0 | 0 | 0 | 0 | 0 | 0 | 0 | 0 | 0 | 0 | 0 | 0 | 0 | 0 | 0 | 0
Dangling Rope Marina Hybrid Power System | Electro-chemical | Lead-acid Battery | Lead-acid Battery | Operational | 250 | 9.6 | 37 | 0 | 0 | 0 | 0 | 0 | 0 | 0 | 0 | 1 | 0 | 0 | 0 | 0 | 0 | 0 | 0 | 0 | 1 | 0 | 1 | 0 | 0 | 0 | 0 | 0 | 0 | 0 | 0 | 0 | 0
VA Medical Center | Thermal Storage | Chilled Water Thermal Storage | Chilled Water Thermal Storage | Operational | 2300 | 8 | 32.6949 | -96.79 | 0 | 0 | 0 | 0 | 1 | 0 | 1 | 0 | 0 | 0 | 0 | 0 | 0 | 0 | 0 | 0 | 0 | 0 | 0 | 0 | 0 | 0 | 0 | 0 | 0 | 0 | 0 | 0 | 0
Niedzica Pumped Storage Power Plant | Pumped Hydro Storage | Open-loop Pumped Hydro Storage | Open-loop Pumped Hydro Storage | Operational | 82800 | 0 | 49.41 | 20.33 | 0 | 0 | 0 | 0 | 0 | 0 | 1 | 1 | 0 | 0 | 0 | 0 | 0 | 0 | 0 | 0 | 0 | 0 | 0 | 0 | 0 | 0 | 0 | 0 | 0 | 0 | 0 | 0 | 0
Yangzhuoyong Lake Pumped Hydro Storage Station (ç¾Šå“é›æ¹–) | Pumped Hydro Storage | Open-loop Pumped Hydro Storage | Open-loop Pumped Hydro Storage | Operational | 90000 | 0 | 29.2895 | 90.98 | 0 | 0 | 0 | 0 | 0 | 0 | 1 | 1 | 0 | 0 | 0 | 0 | 0 | 0 | 0 | 0 | 0 | 0 | 0 | 0 | 0 | 0 | 0 | 0 | 0 | 0 | 0 | 0 | 0
Shisanling (Ming Tombs) Pumped Storage Power Station | Pumped Hydro Storage | Open-loop Pumped Hydro Storage | Open-loop Pumped Hydro Storage | Operational | 800000 | 0 | 40.2207 | 116.23 | 1 | 0 | 0 | 0 | 0 | 0 | 1 | 1 | 0 | 0 | 1 | 0 | 0 | 0 | 0 | 0 | 0 | 0 | 0 | 0 | 0 | 0 | 0 | 0 | 0 | 0 | 0 | 0 | 0
Sikou Pumped Hydro Storage Station (æºªå£) | Pumped Hydro Storage | Open-loop Pumped Hydro Storage | Open-loop Pumped Hydro Storage | Operational | 80000 | 0 | 29.6551 | 121.41 | 0 | 0 | 0 | 0 | 0 | 0 | 1 | 1 | 0 | 0 | 0 | 0 | 0 | 0 | 0 | 0 | 0 | 0 | 0 | 0 | 0 | 0 | 0 | 0 | 0 | 0 | 0 | 0 | 0
Metlakatla BESS | Electro-chemical | Lead-acid Battery | Lead-acid Battery | Operational | 1000 | 1.4 | 55.0845 | -131.58 | 0 | 0 | 0 | 0 | 0 | 0 | 0 | 0 | 0 | 1 | 1 | 0 | 0 | 0 | 0 | 0 | 0 | 0 | 0 | 0 | 0 | 0 | 0 | 0 | 0 | 0 | 0 | 0 | 1
Kadana Hydroelectric Power Station | Pumped Hydro Storage | Open-loop Pumped Hydro Storage | Open-loop Pumped Hydro Storage | Operational | 240000 | 0 | 23.2896 | 73.84 | 0 | 0 | 0 | 0 | 0 | 0 | 1 | 1 | 0 | 0 | 0 | 0 | 0 | 0 | 0 | 0 | 0 | 0 | 0 | 0 | 0 | 0 | 0 | 0 | 0 | 0 | 0 | 0 | 0
Okutataragi Pumped Storage Power Station | Pumped Hydro Storage | Open-loop Pumped Hydro Storage | Open-loop Pumped Hydro Storage | Operational | 1932000 | 8 | 35.3397 | 134.85 | 0 | 0 | 0 | 0 | 0 | 0 | 1 | 0 | 0 | 0 | 1 | 0 | 0 | 0 | 0 | 0 | 0 | 0 | 0 | 0 | 0 | 0 | 0 | 0 | 0 | 0 | 0 | 0 | 1
El Capitan - Calmac | Thermal Storage | Ice Thermal Storage | Ice Thermal Storage | Operational | 150 | 6 | 34 | 0 | 0 | 0 | 0 | 0 | 1 | 0 | 1 | 0 | 1 | 0 | 0 | 0 | 0 | 0 | 0 | 0 | 0 | 0 | 0 | 0 | 0 | 0 | 0 | 0 | 0 | 0 | 0 | 0 | 0
TAS Thermal Storage with Combined-Cycle Cogeneration Plant | Thermal Storage | Chilled Water Thermal Storage | Chilled Water Thermal Storage | Operational | 5100 | 10 | 29.6261 | -95.07 | 0 | 0 | 0 | 0 | 0 | 0 | 1 | 0 | 0 | 0 | 0 | 0 | 0 | 0 | 0 | 0 | 0 | 0 | 0 | 0 | 0 | 0 | 0 | 0 | 0 | 0 | 0 | 0 | 0
Moakley Courthouse - Calmac | Thermal Storage | Ice Thermal Storage | Ice Thermal Storage | Operational | 0 | 0 | 42 | -71 | 0 | 0 | 0 | 0 | 1 | 0 | 1 | 0 | 0 | 0 | 0 | 0 | 0 | 0 | 0 | 0 | 0 | 0 | 0 | 0 | 0 | 0 | 0 | 0 | 0 | 0 | 0 | 0 | 0
Ohito Substation - NGK | Electro-chemical | Sodium based Battery | Sodium-sulfur Battery | De-Commissioned | 6000 | 8 | 34.9945 | 138.94 | 0 | 0 | 0 | 0 | 0 | 0 | 1 | 0 | 0 | 0 | 0 | 0 | 0 | 0 | 0 | 0 | 0 | 0 | 0 | 0 | 0 | 0 | 0 | 0 | 0 | 0 | 0 | 0 | 0
Xianghongdian Pumped-hydro Storage Station (å“æ´ªç”¸) | Pumped Hydro Storage | Open-loop Pumped Hydro Storage | Open-loop Pumped Hydro Storage | Operational | 80000 | 0 | 31.7272 | 115.93 | 0 | 0 | 0 | 0 | 0 | 0 | 1 | 1 | 0 | 0 | 0 | 0 | 0 | 0 | 0 | 0 | 0 | 0 | 0 | 0 | 0 | 0 | 0 | 0 | 0 | 0 | 0 | 0 | 0
Sumitomo Densetsu Office | Electro-chemical | Flow Battery | Vanadium Redox Flow Battery | Operational | 3000 | 0.27 | 34.6937 | 135.5 | 0 | 0 | 0 | 0 | 1 | 0 | 0 | 0 | 0 | 0 | 0 | 0 | 0 | 0 | 0 | 0 | 0 | 0 | 0 | 0 | 0 | 0 | 0 | 0 | 0 | 0 | 0 | 0 | 0
Mission City Office Complex - Calmac | Thermal Storage | Ice Thermal Storage | Ice Thermal Storage | Operational | 500 | 7 | 32.7833 | -117.13 | 0 | 0 | 0 | 0 | 1 | 0 | 1 | 0 | 1 | 0 | 0 | 0 | 0 | 0 | 0 | 0 | 0 | 0 | 0 | 0 | 0 | 0 | 0 | 0 | 0 | 0 | 0 | 0 | 0
Guangzhou Pumped Storage Power Station | Pumped Hydro Storage | Open-loop Pumped Hydro Storage | Open-loop Pumped Hydro Storage | Operational | 2400000 | 0 | 23.1404 | 113.34 | 0 | 0 | 0 | 0 | 0 | 0 | 1 | 0 | 0 | 1 | 1 | 0 | 0 | 0 | 0 | 0 | 0 | 0 | 0 | 0 | 0 | 0 | 0 | 0 | 0 | 0 | 0 | 0 | 0
STMicroelectronics UPS System - S&amp;C Electric | Electro-chemical | Lead-acid Battery | Lead-acid Battery | Operational | 10000 | 0 | 33.6437 | -112.06 | 0 | 0 | 0 | 0 | 0 | 0 | 0 | 0 | 0 | 0 | 0 | 1 | 0 | 0 | 0 | 0 | 0 | 0 | 0 | 0 | 0 | 0 | 0 | 0 | 0 | 0 | 0 | 0 | 0
Tiantang Pumped Hydro Storage Station (å¤©å ‚) | Pumped Hydro Storage | Open-loop Pumped Hydro Storage | Open-loop Pumped Hydro Storage | Operational | 70000 | 0 | 30.7831 | 115.4 | 0 | 0 | 0 | 0 | 0 | 0 | 1 | 1 | 0 | 0 | 0 | 0 | 0 | 0 | 0 | 0 | 0 | 0 | 0 | 0 | 0 | 0 | 0 | 0 | 0 | 0 | 0 | 0 | 0
NGK NaS: Kasai Water Reclamation Center | Electro-chemical | Sodium based Battery | Sodium-sulfur Battery | Operational | 2400 | 6 | 35.6487 | 139.85 | 0 | 0 | 0 | 0 | 1 | 0 | 1 | 0 | 0 | 0 | 0 | 0 | 0 | 0 | 0 | 0 | 0 | 0 | 0 | 0 | 0 | 0 | 0 | 0 | 0 | 0 | 0 | 0 | 0
Lam Ta Khong Pumped Storage Power Plant | Pumped Hydro Storage | Open-loop Pumped Hydro Storage | Open-loop Pumped Hydro Storage | Operational | 500000 | 0 | 14.8361 | 101.55 | 0 | 0 | 0 | 0 | 0 | 0 | 1 | 1 | 0 | 0 | 0 | 0 | 0 | 0 | 0 | 0 | 0 | 0 | 0 | 0 | 0 | 0 | 0 | 0 | 0 | 0 | 0 | 0 | 0
William &amp; Flora Hewlett Foundation - Calmac | Thermal Storage | Ice Thermal Storage | Ice Thermal Storage | Operational | 124 | 9 | 37 | 0 | 0 | 0 | 0 | 0 | 1 | 0 | 1 | 0 | 1 | 0 | 0 | 0 | 0 | 0 | 0 | 0 | 0 | 0 | 0 | 0 | 0 | 0 | 0 | 0 | 0 | 0 | 0 | 0 | 0
Shahe Pumped Hydro Storage Station (æ²™æ²³) | Pumped Hydro Storage | Open-loop Pumped Hydro Storage | Open-loop Pumped Hydro Storage | Operational | 102000 | 0 | 31.4169 | 119.48 | 0 | 0 | 0 | 0 | 0 | 0 | 1 | 1 | 0 | 0 | 0 | 0 | 0 | 0 | 0 | 0 | 0 | 0 | 0 | 0 | 0 | 0 | 0 | 0 | 0 | 0 | 0 | 0 | 0
Kind Island Renewable Energy Expansion VRB | Electro-chemical | Flow Battery | Vanadium Redox Flow Battery | Offline/Under Repair | 200 | 4 | -39.9282 | 143.85 | 0 | 0 | 0 | 0 | 0 | 0 | 0 | 0 | 0 | 0 | 0 | 0 | 0 | 0 | 0 | 0 | 1 | 0 | 1 | 0 | 0 | 0 | 0 | 0 | 0 | 0 | 0 | 0 | 0
University of Texas Pan-Am Thermal Energy Storage | Thermal Storage | Chilled Water Thermal Storage | Chilled Water Thermal Storage | Operational | 875 | 8 | 26.3052 | -98.18 | 0 | 0 | 0 | 0 | 1 | 0 | 1 | 0 | 0 | 0 | 0 | 0 | 0 | 0 | 0 | 0 | 0 | 0 | 0 | 0 | 0 | 0 | 0 | 0 | 0 | 0 | 0 | 0 | 0
Zagorsk PSP-1 | Pumped Hydro Storage | Open-loop Pumped Hydro Storage | Open-loop Pumped Hydro Storage | Operational | 1200000 | 0 | 56.3095 | 38.13 | 0 | 0 | 0 | 0 | 0 | 0 | 1 | 1 | 0 | 0 | 0 | 0 | 0 | 0 | 0 | 0 | 0 | 0 | 0 | 0 | 0 | 0 | 0 | 0 | 0 | 0 | 0 | 0 | 0
Dogo Island Flywheels - 200 kW Urenco Power Technology Flywheel | Electro-mechanical | Flywheel | Flywheel | De-Commissioned | 200 | 0 | 36.25 | 133.2667 | 0 | 0 | 0 | 1 | 0 | 0 | 1 | 1 | 0 | 0 | 1 | 0 | 0 | 0 | 0 | 0 | 0 | 0 | 0 | 0 | 0 | 0 | 0 | 0 | 0 | 0 | 0 | 0 | 0
NGK NaS: Morigasaki Water Reclamation Center | Electro-chemical | Sodium based Battery | Sodium-sulfur Battery | Operational | 8000 | 7.25 | 35.5687 | 139.75 | 0 | 0 | 0 | 0 | 1 | 0 | 1 | 0 | 0 | 0 | 0 | 0 | 0 | 0 | 0 | 0 | 0 | 0 | 0 | 0 | 0 | 0 | 0 | 0 | 0 | 0 | 0 | 0 | 0
Caliraya-Botocan-Kalayaan (CBK) Hydro-Elecric Power Plant Project | Pumped Hydro Storage | Open-loop Pumped Hydro Storage | Open-loop Pumped Hydro Storage | Operational | 709000 | 0 | 14.35 | 121.57 | 0 | 0 | 0 | 0 | 0 | 0 | 1 | 1 | 0 | 0 | 0 | 0 | 0 | 0 | 0 | 0 | 0 | 0 | 0 | 0 | 0 | 0 | 0 | 0 | 0 | 0 | 0 | 0 | 0
PacifiCorp Castle Valley VRB | Electro-chemical | Flow Battery | Vanadium Redox Flow Battery | De-Commissioned | 250 | 8 | 38.6394 | -109.41 | 0 | 0 | 0 | 0 | 0 | 0 | 1 | 1 | 0 | 0 | 0 | 0 | 0 | 0 | 0 | 0 | 0 | 0 | 0 | 0 | 0 | 0 | 0 | 0 | 0 | 0 | 0 | 0 | 0
Utsira Wind Power &amp; Hydrogen Plant | Hydrogen Storage | Hydrogen Storage | Hydrogen Storage | De-Commissioned | 65 | 0 | 59.3081 | 4.88 | 0 | 0 | 0 | 0 | 0 | 0 | 0 | 1 | 0 | 0 | 0 | 0 | 0 | 0 | 0 | 0 | 1 | 0 | 1 | 0 | 0 | 0 | 0 | 0 | 0 | 0 | 0 | 0 | 0
NGK NaS: Hitachi Automotive Plant | Electro-chemical | Sodium based Battery | Sodium-sulfur Battery | Operational | 9600 | 6 | 36.3966 | 140.53 | 0 | 0 | 0 | 0 | 1 | 0 | 1 | 0 | 0 | 0 | 0 | 0 | 0 | 0 | 0 | 0 | 0 | 0 | 0 | 0 | 0 | 0 | 0 | 0 | 0 | 0 | 0 | 0 | 0
PREPA BESS 2 | Electro-chemical | Lead-acid Battery | Lead-acid Battery | Offline/Under Repair | 20000 | 0.67 | 18.3978 | -66.01 | 0 | 0 | 0 | 0 | 0 | 0 | 0 | 0 | 0 | 1 | 1 | 0 | 0 | 0 | 0 | 0 | 0 | 0 | 0 | 0 | 0 | 0 | 0 | 0 | 0 | 0 | 0 | 0 | 1
University of Arizona - Calmac | Thermal Storage | Ice Thermal Storage | Ice Thermal Storage | Operational | 3000 | 6 | 32.2377 | -110.95 | 0 | 0 | 0 | 0 | 1 | 0 | 1 | 0 | 1 | 0 | 0 | 0 | 0 | 0 | 0 | 0 | 0 | 0 | 0 | 0 | 0 | 0 | 0 | 0 | 0 | 0 | 0 | 0 | 0
Graciosa (the Azores) PowerStore Flywheel Project - Stabilize Voltage and Frequency, hold 18 MWs | Electro-mechanical | Flywheel | Flywheel | Operational | 500 | 0 | 39.0525 | -28.0069 | 0 | 0 | 0 | 0 | 0 | 0 | 0 | 0 | 0 | 0 | 1 | 0 | 0 | 0 | 0 | 0 | 0 | 0 | 0 | 0 | 0 | 0 | 0 | 0 | 0 | 0 | 0 | 0 | 1
Flores (the Azores) PowerStore Flywheel Project - Flywheel-Based Grid Stabilizing Generator | Electro-mechanical | Flywheel | Flywheel | Operational | 500 | 0 | 39.4475 | -31.1939 | 0 | 0 | 0 | 0 | 0 | 0 | 0 | 0 | 0 | 0 | 1 | 0 | 0 | 0 | 0 | 0 | 0 | 0 | 0 | 0 | 0 | 0 | 0 | 0 | 0 | 0 | 0 | 0 | 1
Tomamae Wind Farm | Electro-chemical | Flow Battery | Vanadium Redox Flow Battery | Operational | 4000 | 1.5 | 44.306 | 141.65 | 0 | 0 | 0 | 0 | 0 | 0 | 0 | 0 | 0 | 0 | 0 | 0 | 0 | 0 | 0 | 0 | 1 | 0 | 1 | 1 | 0 | 0 | 0 | 0 | 0 | 0 | 0 | 0 | 0
Frades I Pumped Hydro Station | Pumped Hydro Storage | Open-loop Pumped Hydro Storage | Open-loop Pumped Hydro Storage | Operational | 191600 | 0 | 41.6932 | -8.03 | 0 | 0 | 0 | 0 | 0 | 0 | 1 | 1 | 0 | 0 | 0 | 0 | 0 | 0 | 0 | 0 | 0 | 0 | 0 | 0 | 0 | 0 | 0 | 0 | 0 | 0 | 0 | 0 | 0
NGK NaS: Sunamachi Water Reclamation Center | Electro-chemical | Sodium based Battery | Sodium-sulfur Battery | Operational | 2000 | 6 | 35.657 | 139.84 | 0 | 0 | 0 | 0 | 1 | 0 | 1 | 0 | 0 | 0 | 0 | 0 | 0 | 0 | 0 | 0 | 0 | 0 | 0 | 0 | 0 | 0 | 0 | 0 | 0 | 0 | 0 | 0 | 0
Huilong Pumped Hydro Storage Station (å›žé¾™) | Pumped Hydro Storage | Open-loop Pumped Hydro Storage | Open-loop Pumped Hydro Storage | Operational | 120000 | 0 | 32.9908 | 112.53 | 0 | 0 | 0 | 0 | 0 | 0 | 1 | 1 | 0 | 0 | 0 | 0 | 0 | 0 | 0 | 0 | 0 | 0 | 0 | 0 | 0 | 0 | 0 | 0 | 0 | 0 | 0 | 0 | 0
Baishan Pumped Hydro Storage Station (ç™½å±±) | Pumped Hydro Storage | Open-loop Pumped Hydro Storage | Open-loop Pumped Hydro Storage | Operational | 1800000 | 0 | 42.9721 | 126.75 | 0 | 0 | 0 | 0 | 0 | 0 | 1 | 1 | 0 | 0 | 0 | 0 | 0 | 0 | 0 | 0 | 0 | 0 | 0 | 0 | 0 | 0 | 0 | 0 | 0 | 0 | 0 | 0 | 0
Pont Ventoux-Susa Hydroelectric Plant | Pumped Hydro Storage | Open-loop Pumped Hydro Storage | Open-loop Pumped Hydro Storage | Operational | 158000 | 0 | 45.1391 | 6.97 | 0 | 0 | 0 | 0 | 0 | 0 | 1 | 1 | 0 | 0 | 0 | 0 | 0 | 0 | 0 | 0 | 0 | 0 | 0 | 0 | 0 | 0 | 0 | 0 | 0 | 0 | 0 | 0 | 0
EFDA JET Fusion Flywheel - 400 MWs Supplied From Two Large Flywheels | Electro-mechanical | Flywheel | Flywheel | Operational | 400000 | 0 | 51.6578 | -1.232 | 0 | 0 | 0 | 0 | 0 | 0 | 0 | 0 | 0 | 0 | 1 | 0 | 0 | 0 | 0 | 1 | 0 | 0 | 0 | 0 | 0 | 0 | 0 | 0 | 0 | 0 | 0 | 0 | 0
Ghatghar Pumped Storage Hydroelectric Power Plant | Pumped Hydro Storage | Open-loop Pumped Hydro Storage | Open-loop Pumped Hydro Storage | Operational | 250000 | 0 | 19.2833 | 73.7 | 0 | 0 | 0 | 0 | 0 | 0 | 1 | 1 | 0 | 0 | 0 | 0 | 0 | 0 | 0 | 0 | 0 | 0 | 0 | 0 | 0 | 0 | 0 | 0 | 0 | 0 | 0 | 0 | 0
Tongbai Pumped Storage | Pumped Hydro Storage | Open-loop Pumped Hydro Storage | Open-loop Pumped Hydro Storage | Operational | 1224000 | 0 | 30.2741 | 120.16 | 0 | 0 | 0 | 0 | 0 | 0 | 1 | 1 | 0 | 1 | 1 | 0 | 0 | 0 | 0 | 0 | 0 | 0 | 0 | 0 | 0 | 0 | 0 | 0 | 0 | 0 | 0 | 0 | 1
NGK NaS: Miyagi Water Reclamation Center | Electro-chemical | Sodium based Battery | Sodium-sulfur Battery | Operational | 2000 | 6 | 35.7598 | 139.75 | 0 | 0 | 0 | 0 | 1 | 0 | 1 | 0 | 0 | 0 | 0 | 0 | 0 | 0 | 0 | 0 | 0 | 0 | 0 | 0 | 0 | 0 | 0 | 0 | 0 | 0 | 0 | 0 | 0
Cheongsong Pumped Hydro Power Plant | Pumped Hydro Storage | Open-loop Pumped Hydro Storage | Open-loop Pumped Hydro Storage | Operational | 600000 | 6 | 36.4359 | 129.06 | 0 | 0 | 0 | 0 | 0 | 0 | 1 | 1 | 0 | 0 | 0 | 0 | 0 | 0 | 0 | 0 | 0 | 0 | 0 | 0 | 0 | 0 | 0 | 0 | 0 | 0 | 0 | 0 | 0
South Pole Telescope BESS | Electro-chemical | Lead-acid Battery | Advanced Lead-acid Battery | Operational | 500 | 0.8 | -77.5247 | 166.96 | 0 | 0 | 0 | 0 | 1 | 0 | 0 | 0 | 0 | 0 | 0 | 0 | 0 | 1 | 0 | 0 | 0 | 0 | 0 | 0 | 0 | 0 | 0 | 0 | 0 | 0 | 0 | 0 | 0
Virtua Health Data Center Calnetix (formerly VYCON) Flywheel | Electro-mechanical | Flywheel | Flywheel | Operational | 140 | 0 | 39.8382 | -74.9649 | 0 | 0 | 0 | 0 | 0 | 0 | 0 | 0 | 0 | 1 | 0 | 0 | 0 | 0 | 0 | 0 | 0 | 0 | 0 | 0 | 1 | 0 | 0 | 0 | 0 | 0 | 0 | 0 | 0
San Ramon Smart Energy Matrix FESS - Beacon Power, LLC - 6-kilowatt-hour flywheels | Electro-mechanical | Flywheel | Flywheel | Operational | 100 | 0.25 | 37.7799 | -121.978 | 0 | 0 | 0 | 0 | 0 | 0 | 0 | 0 | 0 | 0 | 1 | 0 | 0 | 0 | 0 | 0 | 0 | 0 | 0 | 0 | 0 | 0 | 0 | 0 | 0 | 0 | 0 | 0 | 1
Yangyang Pumped Storage Power Plant | Pumped Hydro Storage | Open-loop Pumped Hydro Storage | Open-loop Pumped Hydro Storage | Operational | 1000000 | 0 | 38.0155 | 128.55 | 0 | 0 | 0 | 0 | 0 | 0 | 1 | 1 | 0 | 0 | 0 | 0 | 0 | 0 | 0 | 0 | 0 | 0 | 0 | 0 | 0 | 0 | 0 | 0 | 0 | 0 | 0 | 0 | 0
Coral Bay PowerStore Flywheel Project - PowerStore Grid-Stabilizing System | Electro-mechanical | Flywheel | Flywheel | Operational | 500 | 0 | -23.141 | 113.7764 | 0 | 0 | 0 | 0 | 0 | 0 | 0 | 0 | 0 | 0 | 1 | 0 | 0 | 0 | 0 | 0 | 0 | 0 | 0 | 0 | 0 | 0 | 0 | 0 | 0 | 0 | 0 | 0 | 1
NGK NaS: Kita-Tama Ichigo Water Reclamation Center | Electro-chemical | Sodium based Battery | Sodium-sulfur Battery | Operational | 1000 | 6 | 35.6564 | 139.51 | 0 | 0 | 0 | 0 | 1 | 0 | 1 | 0 | 0 | 0 | 0 | 0 | 0 | 0 | 0 | 0 | 0 | 0 | 0 | 0 | 0 | 0 | 0 | 0 | 0 | 0 | 0 | 0 | 0
Nevada Solar One Solar Power Plant | Thermal Storage | Thermal Storage | Thermal Storage | Operational | 64000 | 0.5 | 35.8002 | -114.98 | 0 | 0 | 0 | 0 | 0 | 0 | 0 | 0 | 0 | 0 | 0 | 0 | 0 | 0 | 0 | 0 | 0 | 0 | 1 | 1 | 0 | 0 | 0 | 0 | 0 | 0 | 0 | 0 | 0
Dulles TES Tank for Internet Service Provider | Thermal Storage | Chilled Water Thermal Storage | Chilled Water Thermal Storage | Operational | 0 | 0 | 38.9625 | -77.44 | 0 | 0 | 0 | 0 | 0 | 0 | 0 | 0 | 0 | 0 | 0 | 0 | 0 | 0 | 0 | 0 | 0 | 0 | 0 | 0 | 1 | 0 | 0 | 0 | 0 | 0 | 0 | 0 | 0
TES Tank for Internet Service Provider Dulles, VA | Thermal Storage | Chilled Water Thermal Storage | Chilled Water Thermal Storage | Operational | 1500 | 2 | 39 | -77 | 0 | 0 | 0 | 0 | 1 | 0 | 0 | 0 | 0 | 1 | 0 | 1 | 0 | 0 | 0 | 0 | 0 | 0 | 0 | 0 | 0 | 0 | 0 | 0 | 0 | 0 | 0 | 0 | 0
Purulia Pumped Storage Hydroelectric Power Plant | Pumped Hydro Storage | Open-loop Pumped Hydro Storage | Open-loop Pumped Hydro Storage | Operational | 900000 | 6 | 23.3321 | 86.37 | 0 | 0 | 0 | 0 | 0 | 0 | 1 | 1 | 0 | 0 | 0 | 0 | 0 | 0 | 0 | 0 | 0 | 0 | 0 | 0 | 0 | 0 | 0 | 0 | 0 | 0 | 0 | 0 | 0
Wakkanai Megasolar Project | Electro-chemical | Sodium based Battery | Sodium-sulfur Battery | Operational | 1500 | 1 | 45.4157 | 141.67 | 0 | 0 | 0 | 0 | 0 | 0 | 1 | 1 | 0 | 0 | 1 | 0 | 0 | 0 | 0 | 0 | 0 | 0 | 0 | 0 | 0 | 0 | 0 | 0 | 0 | 0 | 0 | 0 | 0
O-I World Headquarters | Thermal Storage | Ice Thermal Storage | Ice Thermal Storage | Operational | 250 | 12 | 41.5285 | -83.65 | 0 | 0 | 0 | 0 | 1 | 0 | 1 | 0 | 1 | 0 | 0 | 0 | 0 | 0 | 0 | 0 | 0 | 0 | 0 | 0 | 0 | 0 | 0 | 0 | 0 | 0 | 0 | 0 | 0
Guadaloupe Li-ion Energy to Grid Test | Electro-chemical | Lithium-ion Battery | Lithium-ion Battery | De-Commissioned | 107 | 1.53 | 16.2411 | -61.53 | 0 | 0 | 0 | 0 | 0 | 0 | 0 | 0 | 0 | 0 | 0 | 0 | 0 | 0 | 0 | 0 | 1 | 0 | 1 | 0 | 0 | 0 | 0 | 0 | 0 | 0 | 0 | 0 | 0
Rokkasho Village Wind Farm - Futamata Wind Development | Electro-chemical | Sodium based Battery | Sodium-sulfur Battery | Operational | 34000 | 7 | 40.9673 | 141.37 | 0 | 0 | 0 | 0 | 0 | 0 | 0 | 0 | 0 | 1 | 0 | 0 | 0 | 0 | 0 | 0 | 0 | 0 | 1 | 1 | 0 | 0 | 0 | 0 | 0 | 0 | 0 | 0 | 0
Duquesne University Energy Storage | Thermal Storage | Ice Thermal Storage | Ice Thermal Storage | Operational | 600 | 6 | 40.436 | -79.99 | 0 | 0 | 0 | 0 | 1 | 0 | 1 | 0 | 1 | 0 | 0 | 0 | 0 | 0 | 0 | 0 | 0 | 0 | 0 | 0 | 0 | 0 | 0 | 0 | 0 | 0 | 0 | 0 | 0
St. Kilian Parish and School | Thermal Storage | Ice Thermal Storage | Ice Thermal Storage | Operational | 100 | 6 | 40.6837 | -80.07 | 0 | 0 | 0 | 0 | 1 | 0 | 1 | 0 | 1 | 0 | 0 | 0 | 0 | 0 | 0 | 0 | 0 | 0 | 0 | 0 | 0 | 0 | 0 | 0 | 0 | 0 | 0 | 0 | 0
Penta Career Center Thermal Storage | Thermal Storage | Ice Thermal Storage | Ice Thermal Storage | Operational | 750 | 16 | 41.5818 | -83.57 | 0 | 0 | 0 | 0 | 1 | 0 | 1 | 0 | 1 | 0 | 0 | 0 | 0 | 0 | 0 | 0 | 0 | 0 | 0 | 0 | 0 | 0 | 0 | 0 | 0 | 0 | 0 | 0 | 0
Woojin/Maxwell Gyeongsan Test Line | Electro-chemical | Electro-chemical Capacitor | Electro-chemical Capacitor | Operational | 525 | 0 | 35.8251 | 128.74 | 0 | 0 | 0 | 0 | 0 | 0 | 1 | 0 | 0 | 0 | 0 | 0 | 0 | 0 | 0 | 0 | 0 | 0 | 0 | 0 | 0 | 0 | 0 | 0 | 0 | 0 | 0 | 1 | 1
AEP Bluffton NaS Energy Storage System | Electro-chemical | Sodium based Battery | Sodium-sulfur Battery | Operational | 2000 | 6 | 40.8953 | -83.89 | 0 | 0 | 0 | 0 | 0 | 0 | 1 | 0 | 0 | 1 | 0 | 0 | 0 | 0 | 0 | 0 | 0 | 0 | 0 | 0 | 0 | 0 | 0 | 0 | 0 | 0 | 1 | 0 | 0
XCEL NGK MinnWind Wind-to-Battery Project | Electro-chemical | Sodium based Battery | Sodium-sulfur Battery | Operational | 1000 | 7.2 | 43.6541 | -96.21 | 0 | 0 | 0 | 0 | 0 | 0 | 0 | 0 | 0 | 0 | 1 | 0 | 0 | 0 | 0 | 0 | 0 | 1 | 0 | 1 | 0 | 0 | 0 | 0 | 0 | 0 | 0 | 0 | 1
AEP Milton NaS Battery Energy Storage System | Electro-chemical | Sodium based Battery | Sodium-sulfur Battery | Operational | 2000 | 6 | 38.4345 | -82.13 | 0 | 0 | 0 | 0 | 0 | 0 | 1 | 0 | 0 | 1 | 0 | 0 | 1 | 0 | 0 | 0 | 0 | 0 | 0 | 0 | 0 | 0 | 0 | 0 | 0 | 0 | 1 | 0 | 0
Yixing Pumped Storage | Pumped Hydro Storage | Open-loop Pumped Hydro Storage | Open-loop Pumped Hydro Storage | Operational | 1000000 | 0 | 31.3407 | 119.82 | 0 | 0 | 0 | 0 | 0 | 0 | 1 | 1 | 0 | 1 | 1 | 0 | 0 | 1 | 0 | 0 | 0 | 0 | 0 | 0 | 0 | 0 | 0 | 0 | 0 | 0 | 0 | 0 | 0
Julich Solar Tower - Kraftanlagen MÃ¼nchen; German Aerospace Center, Solar-Institute JÃ¼lich | Thermal Storage | Heat Thermal Storage | Heat Thermal Storage | Operational | 1500 | 1.5 | 51 | 6 | 0 | 0 | 0 | 0 | 0 | 0 | 0 | 0 | 0 | 0 | 0 | 0 | 0 | 0 | 0 | 0 | 0 | 0 | 1 | 1 | 0 | 0 | 0 | 0 | 0 | 0 | 0 | 0 | 0
AEP Churubusco NaS Battery Energy Storage System | Electro-chemical | Sodium based Battery | Sodium-sulfur Battery | Operational | 2000 | 6 | 41.2306 | -85.32 | 0 | 0 | 0 | 0 | 0 | 0 | 1 | 0 | 0 | 1 | 0 | 0 | 0 | 0 | 0 | 0 | 0 | 0 | 0 | 0 | 0 | 0 | 0 | 0 | 0 | 0 | 1 | 0 | 0
Beacon Power 500 kW Flywheel (Tyngsboro, MA) - 0.5 MW Flywheel Energy Storage System | Electro-mechanical | Flywheel | Flywheel | Operational | 500 | 0.25 | 42.6609 | -71.4067 | 0 | 0 | 0 | 0 | 0 | 0 | 0 | 0 | 0 | 0 | 1 | 0 | 0 | 0 | 0 | 0 | 0 | 0 | 0 | 0 | 0 | 0 | 0 | 0 | 0 | 0 | 0 | 0 | 0
Institute of Plasma Physics (IPP) Flywheel System - 50 MW Pulse Duration for 2-3 Seconds | Electro-mechanical | Flywheel | Flywheel | Operational | 70000 | 0 | 50.0755 | 14.4378 | 0 | 0 | 0 | 0 | 0 | 0 | 0 | 0 | 0 | 0 | 0 | 0 | 0 | 0 | 0 | 1 | 0 | 0 | 0 | 0 | 0 | 0 | 0 | 0 | 0 | 0 | 0 | 0 | 0
Antarctica NZ ABB PowerStore Flywheel - Meridian Energy (stabilize both voltage and frequency) | Electro-mechanical | Flywheel | Flywheel | Operational | 500 | 0 | -77.5247 | 166.9603 | 0 | 0 | 0 | 0 | 0 | 0 | 0 | 0 | 0 | 0 | 1 | 0 | 0 | 0 | 0 | 0 | 0 | 0 | 0 | 0 | 0 | 0 | 0 | 0 | 0 | 0 | 0 | 0 | 1
Altairnano-PJM Lyons Li-ion Battery Ancillary Services Demo | Electro-chemical | Lithium-ion Battery | Lithium Ion Titanate Battery | Operational | 1000 | 0.25 | 40.4776 | -75.77 | 0 | 0 | 0 | 0 | 0 | 0 | 0 | 0 | 0 | 0 | 1 | 1 | 0 | 0 | 0 | 0 | 0 | 0 | 0 | 1 | 0 | 0 | 0 | 0 | 0 | 0 | 0 | 0 | 0
Zhanghewan Pumped Storage Power Station | Pumped Hydro Storage | Open-loop Pumped Hydro Storage | Open-loop Pumped Hydro Storage | Operational | 1000000 | 0 | 37.965 | 114.08 | 0 | 0 | 0 | 0 | 0 | 0 | 1 | 0 | 0 | 1 | 1 | 0 | 0 | 1 | 0 | 0 | 0 | 0 | 0 | 0 | 0 | 0 | 0 | 0 | 0 | 0 | 0 | 0 | 0
Kops II Pumped Storage Power Station | Pumped Hydro Storage | Open-loop Pumped Hydro Storage | Open-loop Pumped Hydro Storage | Operational | 525000 | 0 | 46.9858 | 10.03 | 0 | 0 | 0 | 0 | 0 | 0 | 1 | 1 | 0 | 0 | 0 | 0 | 0 | 0 | 0 | 0 | 0 | 0 | 0 | 0 | 0 | 0 | 0 | 0 | 0 | 0 | 0 | 0 | 0
BYD Shenzhen Longgang Demo 1 (æ¯”äºšè¿ªç§»åŠ¨å‚¨èƒ½ç”µç«™å¤§åž‹åº”ç”¨) | Electro-chemical | Lithium-ion Battery | Lithium Iron Phosphate Battery | Operational | 200 | 4 | 22.7204 | 114.25 | 0 | 0 | 0 | 0 | 0 | 0 | 1 | 0 | 0 | 0 | 0 | 0 | 0 | 1 | 0 | 0 | 0 | 1 | 0 | 0 | 0 | 0 | 0 | 0 | 0 | 0 | 0 | 0 | 0
Pingshan 1MW/1MWh ESS For State Grid Company | Electro-chemical | Lithium-ion Battery | Lithium Iron Phosphate Battery | Operational | 1000 | 1 | 22.5431 | 114.06 | 0 | 0 | 0 | 0 | 0 | 0 | 1 | 1 | 0 | 0 | 1 | 0 | 0 | 0 | 0 | 0 | 0 | 0 | 0 | 0 | 0 | 0 | 0 | 0 | 0 | 0 | 0 | 0 | 0
Andasol 2 CSP Solar Power Plant | Thermal Storage | Thermal Storage | Molten Salt Thermal Storage | Operational | 50000 | 7.5 | 37.1828 | -3.06 | 0 | 0 | 0 | 0 | 0 | 0 | 0 | 0 | 0 | 0 | 0 | 0 | 0 | 0 | 0 | 0 | 0 | 0 | 1 | 1 | 0 | 0 | 0 | 0 | 0 | 0 | 0 | 0 | 0
Enercon Wind Turbine NaS BESS | Electro-chemical | Sodium based Battery | Sodium-sulfur Battery | Operational | 800 | 6 | 53.3594 | 7.21 | 0 | 0 | 0 | 0 | 0 | 0 | 0 | 0 | 0 | 0 | 0 | 0 | 0 | 0 | 0 | 0 | 1 | 0 | 1 | 0 | 0 | 0 | 0 | 0 | 0 | 0 | 0 | 0 | 0
Arlanda Airport Aquifer Thermal Energy Storage | Thermal Storage | Thermal Storage | Thermal Storage | Operational | 10000 | 0 | 59.6493 | 17.93 | 0 | 0 | 0 | 0 | 1 | 0 | 0 | 0 | 0 | 0 | 0 | 0 | 0 | 0 | 0 | 0 | 0 | 0 | 0 | 0 | 0 | 0 | 0 | 0 | 0 | 0 | 0 | 0 | 0
BYD Demo | Electro-chemical | Lithium-ion Battery | Lithium Iron Phosphate Battery | Operational | 1000 | 4 | 22.5431 | 114.06 | 0 | 0 | 0 | 0 | 0 | 0 | 1 | 1 | 0 | 0 | 0 | 0 | 0 | 0 | 0 | 0 | 0 | 0 | 0 | 0 | 0 | 0 | 0 | 0 | 0 | 0 | 0 | 0 | 0
BYD Shenzhen Longgang Demo 2 (æ¯”äºšè¿ªç§»åŠ¨å‚¨èƒ½ç”µç«™å¤§åž‹åº”ç”¨) | Electro-chemical | Lithium-ion Battery | Lithium Iron Phosphate Battery | Operational | 1000 | 4 | 22.7204 | 114.25 | 0 | 0 | 0 | 0 | 0 | 0 | 1 | 0 | 0 | 0 | 0 | 0 | 0 | 1 | 0 | 0 | 0 | 1 | 0 | 0 | 0 | 0 | 0 | 0 | 0 | 0 | 0 | 0 | 0
Kaheawa Wind Project - Younicos | Electro-chemical | Lead-acid Battery | Advanced Lead-acid Battery | Operational | 1500 | 0.25 | 20.7984 | -156.33 | 0 | 0 | 0 | 0 | 0 | 0 | 0 | 0 | 0 | 0 | 0 | 0 | 0 | 0 | 0 | 0 | 0 | 1 | 1 | 0 | 0 | 0 | 0 | 0 | 0 | 0 | 0 | 0 | 0
Horse Island Microgrid Project | Electro-chemical | Lead-acid Battery | Lead-acid Battery | Operational | 12 | 5 | 58 | -5 | 0 | 0 | 0 | 0 | 0 | 0 | 0 | 1 | 0 | 0 | 0 | 0 | 0 | 0 | 0 | 0 | 1 | 0 | 1 | 0 | 0 | 0 | 0 | 0 | 0 | 0 | 0 | 0 | 0
Woojin/Maxwell Daejeon Line 1 - Daedong Station (103) | Electro-chemical | Electro-chemical Capacitor | Electro-chemical Capacitor | Operational | 1870 | 0 | 36.3294 | 127.44 | 0 | 0 | 0 | 0 | 0 | 0 | 1 | 0 | 0 | 0 | 0 | 0 | 0 | 0 | 0 | 0 | 0 | 0 | 0 | 0 | 0 | 0 | 0 | 0 | 0 | 0 | 0 | 1 | 1
Holaniku at Keahole Point | Thermal Storage | Heat Thermal Storage | Heat Thermal Storage | Operational | 2000 | 2 | 19.7268 | -156.06 | 0 | 0 | 0 | 0 | 0 | 0 | 0 | 0 | 0 | 0 | 0 | 0 | 0 | 0 | 0 | 0 | 0 | 0 | 1 | 1 | 0 | 0 | 0 | 0 | 0 | 0 | 0 | 0 | 0
Los Andes Substation Battery Energy Storage System - AES Gener | Electro-chemical | Lithium-ion Battery | Lithium-ion Battery | Operational | 12000 | 1 | -27.3664 | -70.33 | 0 | 0 | 0 | 0 | 0 | 0 | 0 | 0 | 0 | 1 | 1 | 0 | 0 | 0 | 0 | 0 | 0 | 0 | 0 | 0 | 0 | 0 | 0 | 0 | 0 | 0 | 0 | 0 | 0
TAS Texas Cooperative | Thermal Storage | Chilled Water Thermal Storage | Chilled Water Thermal Storage | Operational | 90000 | 12 | 33.2185 | -98.16 | 0 | 0 | 0 | 0 | 0 | 0 | 1 | 1 | 0 | 1 | 0 | 0 | 0 | 0 | 0 | 0 | 0 | 1 | 0 | 0 | 0 | 0 | 0 | 0 | 0 | 0 | 0 | 0 | 0
Long Island Bus BESS - New York Power Authority | Electro-chemical | Sodium based Battery | Sodium-sulfur Battery | Operational | 1000 | 6.5 | 40.7268 | -73.63 | 1 | 0 | 0 | 0 | 1 | 0 | 1 | 0 | 0 | 1 | 0 | 0 | 0 | 0 | 0 | 0 | 0 | 0 | 0 | 0 | 0 | 0 | 1 | 0 | 0 | 0 | 0 | 0 | 0
Marble Bar PowerStore Flywheel Project - 2,000 Solar Modules and a Solar Tracking System | Electro-mechanical | Flywheel | Flywheel | Operational | 500 | 0 | -21.1649 | 119.7416 | 0 | 0 | 0 | 0 | 0 | 0 | 0 | 0 | 0 | 0 | 1 | 0 | 0 | 0 | 0 | 0 | 0 | 0 | 0 | 0 | 0 | 0 | 0 | 0 | 0 | 0 | 0 | 0 | 1
China EPRI 100kW/100kWh ESS | Electro-chemical | Lithium-ion Battery | Lithium Iron Phosphate Battery | Operational | 100 | 1 | 40 | 116 | 0 | 0 | 0 | 0 | 0 | 0 | 0 | 0 | 0 | 0 | 1 | 0 | 0 | 0 | 0 | 0 | 0 | 0 | 0 | 0 | 0 | 0 | 0 | 0 | 0 | 0 | 0 | 0 | 0
ADWEA NaS BESS | Electro-chemical | Sodium based Battery | Sodium-sulfur Battery | Operational | 8000 | 6 | 24.4667 | 54.37 | 0 | 0 | 0 | 0 | 0 | 0 | 1 | 0 | 0 | 0 | 0 | 0 | 0 | 0 | 0 | 0 | 0 | 0 | 0 | 0 | 0 | 0 | 0 | 0 | 0 | 0 | 0 | 0 | 0
Extresol 1 Solar Power Plant | Thermal Storage | Molten Salt Thermal Storage | Molten Salt Thermal Storage | Operational | 50000 | 7.5 | 38.6194 | -6.8 | 0 | 0 | 0 | 0 | 0 | 0 | 0 | 0 | 0 | 0 | 0 | 0 | 0 | 0 | 0 | 0 | 0 | 0 | 1 | 1 | 0 | 0 | 0 | 0 | 0 | 0 | 0 | 0 | 0
Shiura Wind Park 4.5 MW / 10.5 MWh BESS | Electro-chemical | Lead-acid Battery | Valve Regulated Lead-acid Battery | Operational | 4500 | 2.33 | 41.0545 | 140.35 | 0 | 0 | 0 | 0 | 0 | 0 | 0 | 0 | 0 | 0 | 0 | 0 | 0 | 0 | 0 | 0 | 0 | 0 | 1 | 0 | 0 | 0 | 0 | 0 | 0 | 0 | 0 | 0 | 0
Presidio NAS Energy Storage System - American Electric Power | Electro-chemical | Sodium based Battery | Sodium-sulfur Battery | Operational | 4000 | 8 | 29.5607 | -104.37 | 0 | 0 | 0 | 0 | 0 | 0 | 0 | 1 | 1 | 0 | 0 | 1 | 0 | 0 | 0 | 0 | 0 | 0 | 0 | 0 | 0 | 0 | 0 | 0 | 0 | 0 | 0 | 0 | 1
Shanghai Caoxi 100kW/80KWh ESS | Electro-chemical | Lithium-ion Battery | Lithium Iron Phosphate Battery | Operational | 100 | 0.8 | 31.1745 | 121.44 | 0 | 0 | 0 | 0 | 0 | 0 | 0 | 0 | 0 | 0 | 1 | 0 | 0 | 0 | 0 | 0 | 0 | 0 | 0 | 0 | 0 | 0 | 0 | 0 | 0 | 0 | 0 | 0 | 0
100kW/80kWh For Shanghai Electric | Electro-chemical | Lithium-ion Battery | Lithium Iron Phosphate Battery | Operational | 100 | 0.8 | 23 | 114 | 0 | 0 | 0 | 0 | 0 | 0 | 0 | 0 | 0 | 0 | 0 | 0 | 0 | 1 | 0 | 0 | 0 | 0 | 0 | 0 | 0 | 0 | 0 | 0 | 0 | 0 | 0 | 0 | 0
AvÄe Pumped Hydro Storage Plant | Pumped Hydro Storage | Open-loop Pumped Hydro Storage | Open-loop Pumped Hydro Storage | Operational | 185000 | 0 | 46.0855 | 13.67 | 0 | 0 | 0 | 0 | 0 | 0 | 1 | 1 | 0 | 0 | 0 | 0 | 0 | 0 | 0 | 0 | 0 | 0 | 0 | 0 | 0 | 0 | 0 | 0 | 0 | 0 | 0 | 0 | 0
Zhongsheng 100kW/60kWh ESS | Electro-chemical | Lithium-ion Battery | Lithium Iron Phosphate Battery | Operational | 100 | 0.6 | 32.0603 | 118.8 | 0 | 0 | 0 | 0 | 0 | 0 | 0 | 0 | 0 | 0 | 1 | 0 | 0 | 0 | 0 | 0 | 0 | 0 | 0 | 0 | 0 | 0 | 0 | 0 | 0 | 0 | 0 | 0 | 0
La Florida Solar Power Plant | Thermal Storage | Molten Salt Thermal Storage | Molten Salt Thermal Storage | Operational | 49900 | 7.5 | 38.8142 | -6.84 | 0 | 0 | 0 | 0 | 0 | 0 | 0 | 0 | 0 | 0 | 0 | 0 | 0 | 0 | 0 | 0 | 0 | 0 | 1 | 1 | 0 | 0 | 0 | 0 | 0 | 0 | 0 | 0 | 0
Bonaire Wind-Diesel Hybrid | Electro-chemical | Nickel based Battery | Nickel-cadmium Battery | Operational | 3000 | 0.8 | 12.1507 | -68.28 | 0 | 0 | 0 | 0 | 0 | 0 | 0 | 0 | 0 | 1 | 1 | 0 | 0 | 0 | 0 | 0 | 0 | 0 | 1 | 0 | 0 | 0 | 0 | 0 | 0 | 0 | 0 | 0 | 0
Fotonenboer &#039;t Spieker Dairy Farm | Electro-chemical | Flow Battery | Vanadium Redox Flow Battery | Operational | 10 | 8 | 52 | 0 | 0 | 0 | 0 | 0 | 0 | 1 | 0 | 0 | 0 | 0 | 0 | 0 | 0 | 0 | 0 | 1 | 1 | 0 | 0 | 0 | 0 | 0 | 0 | 0 | 0 | 0 | 0 | 0 | 0
Heimifeng Pumped Storage Power Station | Pumped Hydro Storage | Open-loop Pumped Hydro Storage | Open-loop Pumped Hydro Storage | Operational | 1200000 | 0 | 28.2282 | 112.94 | 0 | 0 | 0 | 0 | 0 | 0 | 1 | 0 | 0 | 1 | 0 | 0 | 0 | 0 | 0 | 0 | 0 | 0 | 0 | 0 | 0 | 0 | 0 | 0 | 0 | 0 | 0 | 0 | 0
Brooklyn Army Terminal Smart Grid Demonstration Project | Electro-chemical | Lead-acid Battery | Valve Regulated Lead-acid Battery | Operational | 100 | 4 | 41 | 0 | 0 | 0 | 0 | 0 | 0 | 1 | 0 | 0 | 0 | 0 | 0 | 0 | 0 | 0 | 0 | 0 | 0 | 0 | 0 | 0 | 0 | 0 | 0 | 0 | 0 | 0 | 0 | 0 | 0
Enel Livorno Test Facility: 10 kW Vanadium Redox Flow | Electro-chemical | Flow Battery | Vanadium Redox Flow Battery | Operational | 10 | 10 | 43.5485 | 10.31 | 0 | 0 | 0 | 0 | 0 | 0 | 0 | 0 | 0 | 0 | 0 | 0 | 0 | 0 | 0 | 0 | 0 | 0 | 1 | 1 | 0 | 0 | 0 | 0 | 0 | 0 | 0 | 0 | 1
Woojin/Maxwell Daejeon Line 1 - Cityhall Station (111) | Electro-chemical | Electro-chemical Capacitor | Electro-chemical Capacitor | Operational | 1400 | 0 | 36.3514 | 127.39 | 0 | 0 | 0 | 0 | 0 | 0 | 1 | 0 | 0 | 0 | 0 | 0 | 0 | 0 | 0 | 0 | 0 | 0 | 0 | 0 | 0 | 0 | 0 | 0 | 0 | 0 | 0 | 1 | 1
Woojin/Maxwell Daejeon Line 1 - Gapcheon Station (115) | Electro-chemical | Electro-chemical Capacitor | Electro-chemical Capacitor | Operational | 1400 | 0 | 36.3544 | 127.35 | 0 | 0 | 0 | 0 | 0 | 0 | 1 | 0 | 0 | 0 | 0 | 0 | 0 | 0 | 0 | 0 | 0 | 0 | 0 | 0 | 0 | 0 | 0 | 0 | 0 | 0 | 0 | 1 | 1
Yuza Wind Farm Battery | Electro-chemical | Lead-acid Battery | Valve Regulated Lead-acid Battery | Operational | 4500 | 2.33 | 39.0146 | 139.91 | 0 | 0 | 0 | 0 | 0 | 0 | 0 | 0 | 0 | 0 | 1 | 0 | 0 | 1 | 0 | 0 | 0 | 0 | 1 | 0 | 0 | 0 | 0 | 0 | 0 | 0 | 0 | 0 | 0
SCE Tehachapi Beacon Gen 4 FESS - 100 kW System | Electro-mechanical | Flywheel | Flywheel | Operational | 100 | 0.25 | 35.1322 | -118.449 | 0 | 0 | 0 | 0 | 0 | 0 | 0 | 0 | 0 | 0 | 1 | 0 | 0 | 0 | 0 | 0 | 0 | 0 | 0 | 0 | 0 | 0 | 0 | 0 | 0 | 1 | 0 | 0 | 0
Long Island Power Authority Long Island Smart Energy Corridor | Electro-chemical | Lead-acid Battery | Lead-acid Battery | Operational | 8 | 0 | 40.7233 | -73.59 | 0 | 0 | 0 | 0 | 0 | 0 | 1 | 0 | 0 | 0 | 0 | 0 | 0 | 0 | 0 | 0 | 0 | 0 | 0 | 0 | 0 | 0 | 0 | 0 | 0 | 0 | 0 | 0 | 0
EMC Durham Cloud Data Center VYCON Flywheels - Three 675 kW Flywheels | Electro-mechanical | Flywheel | Flywheel | Operational | 4000 | 0 | 35.994 | -78.8986 | 0 | 0 | 0 | 0 | 0 | 0 | 0 | 0 | 0 | 1 | 0 | 0 | 0 | 0 | 0 | 0 | 0 | 0 | 0 | 0 | 1 | 0 | 0 | 0 | 0 | 0 | 0 | 0 | 0
South Austin Recreational Center Distributed Energy Storage Pilot | Thermal Storage | Ice Thermal Storage | Ice Thermal Storage | Operational | 15 | 4.67 | 30 | 0 | 0 | 0 | 0 | 0 | 1 | 0 | 1 | 0 | 0 | 0 | 0 | 0 | 0 | 0 | 0 | 0 | 0 | 0 | 0 | 0 | 0 | 0 | 0 | 0 | 0 | 0 | 0 | 0 | 0
Glendale Water and Power - Ice Energy | Thermal Storage | Ice Thermal Storage | Ice Thermal Storage | Operational | 1500 | 0 | 34.1425 | -118.26 | 0 | 0 | 0 | 0 | 0 | 0 | 1 | 1 | 0 | 0 | 0 | 0 | 0 | 0 | 0 | 0 | 0 | 0 | 0 | 0 | 0 | 0 | 1 | 0 | 0 | 0 | 0 | 0 | 0
100kW/400kWh For Zhongdian Purui | Electro-chemical | Lithium-ion Battery | Lithium Iron Phosphate Battery | Operational | 100 | 4 | 41 | 115 | 1 | 0 | 0 | 0 | 0 | 0 | 1 | 1 | 0 | 0 | 0 | 0 | 0 | 1 | 0 | 0 | 0 | 0 | 0 | 0 | 0 | 0 | 0 | 0 | 0 | 0 | 0 | 0 | 0
Koralpe Pumped Storage Power Plant | Pumped Hydro Storage | Open-loop Pumped Hydro Storage | Open-loop Pumped Hydro Storage | Operational | 50000 | 0 | 46.6408 | 14.95 | 0 | 0 | 0 | 0 | 0 | 0 | 1 | 1 | 0 | 0 | 0 | 0 | 0 | 0 | 0 | 0 | 0 | 0 | 0 | 0 | 0 | 0 | 0 | 0 | 0 | 0 | 0 | 0 | 0
Manchasol 2 Solar Power Plant | Thermal Storage | Molten Salt Thermal Storage | Molten Salt Thermal Storage | Operational | 50000 | 7.5 | 39.3911 | -3.21 | 0 | 0 | 0 | 0 | 0 | 0 | 0 | 0 | 0 | 0 | 0 | 0 | 0 | 0 | 0 | 0 | 0 | 0 | 1 | 1 | 0 | 0 | 0 | 0 | 0 | 0 | 0 | 0 | 0
Manchasol 1 Solar Power Plant | Thermal Storage | Molten Salt Thermal Storage | Molten Salt Thermal Storage | Operational | 50000 | 7.5 | 39.3911 | -3.21 | 0 | 0 | 0 | 0 | 0 | 0 | 0 | 0 | 0 | 0 | 0 | 0 | 0 | 0 | 0 | 0 | 0 | 0 | 1 | 1 | 0 | 0 | 0 | 0 | 0 | 0 | 0 | 0 | 0
Magellan GPSS - SWR | Electro-chemical | Lithium-ion Battery | Lithium Iron Phosphate Battery | Operational | 25 | 4 | -21 | 0 | 1 | 0 | 0 | 0 | 0 | 0 | 0 | 0 | 0 | 0 | 0 | 0 | 0 | 1 | 0 | 0 | 0 | 0 | 0 | 1 | 0 | 0 | 0 | 0 | 0 | 0 | 0 | 0 | 1
Santo AntÃ£o Solar Micro Grid | Electro-chemical | Lead-acid Battery | Lead-acid Battery | Operational | 28 | 15.42 | 17 | 0 | 0 | 0 | 0 | 0 | 0 | 0 | 0 | 0 | 0 | 0 | 0 | 0 | 0 | 0 | 0 | 1 | 0 | 0 | 1 | 1 | 0 | 0 | 0 | 0 | 0 | 0 | 0 | 0 | 0
EPRI Energy Storage System Demonstration - BYD | Electro-chemical | Lithium-ion Battery | Lithium Iron Phosphate Battery | Operational | 50 | 0.92 | 36 | 0 | 0 | 0 | 1 | 0 | 0 | 0 | 1 | 0 | 0 | 0 | 0 | 0 | 0 | 1 | 0 | 0 | 0 | 0 | 1 | 1 | 0 | 0 | 0 | 0 | 0 | 0 | 0 | 0 | 0
EPRI Energy Storage System Demonstration - Greensmith Energy / International Battery | Electro-chemical | Lithium-ion Battery | Lithium Iron Phosphate Battery | De-Commissioned | 50 | 1.67 | 35.922 | -84.14 | 0 | 0 | 1 | 0 | 0 | 0 | 1 | 0 | 0 | 0 | 0 | 0 | 0 | 1 | 0 | 0 | 0 | 0 | 1 | 1 | 0 | 0 | 0 | 0 | 0 | 0 | 0 | 0 | 0
EPRI Energy Storage System - Greensmith Energy / Boston Power | Electro-chemical | Lithium-ion Battery | Lithium Iron Phosphate Battery | De-Commissioned | 25 | 0.5 | 35.922 | -84.14 | 0 | 0 | 1 | 0 | 0 | 0 | 1 | 0 | 0 | 0 | 0 | 0 | 0 | 1 | 0 | 0 | 0 | 0 | 1 | 1 | 0 | 0 | 0 | 0 | 0 | 0 | 0 | 0 | 0
Kahuku Wind Farm - Younicos | Electro-chemical | Lead-acid Battery | Advanced Lead-acid Battery | De-Commissioned | 15000 | 0.25 | 21.666 | -157.94 | 0 | 0 | 0 | 0 | 0 | 0 | 0 | 0 | 0 | 0 | 0 | 0 | 0 | 0 | 0 | 0 | 0 | 1 | 1 | 0 | 0 | 0 | 0 | 0 | 0 | 0 | 0 | 0 | 1
50kW/160KWh For Shanghai Jiaotong University | Electro-chemical | Lithium-ion Battery | Lithium Iron Phosphate Battery | Operational | 50 | 3.2 | 31 | 121 | 0 | 0 | 0 | 0 | 0 | 0 | 0 | 0 | 0 | 0 | 0 | 0 | 0 | 1 | 0 | 0 | 0 | 0 | 0 | 0 | 0 | 0 | 0 | 0 | 0 | 0 | 0 | 0 | 0
Gemasolar Plant | Thermal Storage | Molten Salt Thermal Storage | Molten Salt Thermal Storage | Operational | 19900 | 15 | 37.4687 | -5.35 | 0 | 0 | 0 | 0 | 0 | 0 | 1 | 0 | 0 | 0 | 0 | 0 | 0 | 0 | 0 | 0 | 0 | 0 | 1 | 0 | 0 | 0 | 0 | 0 | 0 | 0 | 0 | 0 | 0
Lake Cargelligo Solar Tower | Thermal Storage | Heat Thermal Storage | Heat Thermal Storage | Operational | 3000 | 24 | -33.2984 | 146.37 | 0 | 0 | 0 | 0 | 0 | 0 | 0 | 0 | 0 | 0 | 0 | 0 | 0 | 0 | 0 | 0 | 0 | 0 | 1 | 1 | 0 | 0 | 0 | 0 | 0 | 0 | 0 | 0 | 0
Disney California Adventure | Thermal Storage | Chilled Water Thermal Storage | Chilled Water Thermal Storage | Operational | 2000 | 4 | 33.8154 | -117.93 | 0 | 0 | 0 | 0 | 1 | 0 | 1 | 0 | 0 | 0 | 0 | 0 | 0 | 0 | 0 | 0 | 0 | 0 | 0 | 0 | 0 | 0 | 0 | 0 | 0 | 0 | 0 | 0 | 0
Hawi Wind Farm BESS - Hawaii Renewable Partners | Electro-chemical | Lithium-ion Battery | Lithium Ion Titanate Battery | Operational | 1000 | 0.25 | 19.5429 | -155.67 | 0 | 0 | 0 | 0 | 0 | 0 | 0 | 0 | 0 | 0 | 1 | 0 | 0 | 0 | 0 | 0 | 0 | 0 | 1 | 0 | 0 | 0 | 0 | 0 | 0 | 0 | 0 | 0 | 1
Feldsee Pumped Storage Power Plant | Pumped Hydro Storage | Open-loop Pumped Hydro Storage | Open-loop Pumped Hydro Storage | Operational | 140000 | 0 | 46.9986 | 13.04 | 0 | 0 | 0 | 0 | 0 | 0 | 1 | 1 | 0 | 0 | 0 | 0 | 0 | 1 | 0 | 0 | 0 | 0 | 0 | 1 | 0 | 0 | 0 | 0 | 0 | 0 | 0 | 0 | 0
Cheongpyeong Pumped Hydro Power Plant | Pumped Hydro Storage | Open-loop Pumped Hydro Storage | Open-loop Pumped Hydro Storage | Operational | 400000 | 6 | 37.8315 | 127.51 | 0 | 0 | 0 | 0 | 0 | 0 | 1 | 1 | 0 | 0 | 0 | 0 | 0 | 0 | 0 | 0 | 0 | 0 | 0 | 0 | 0 | 0 | 0 | 0 | 0 | 0 | 0 | 0 | 0
SDG&amp;E Century Park DESS - Greensmith Energy | Electro-chemical | Lithium-ion Battery | Lithium-ion Battery | Operational | 50 | 1.67 | 32.8234 | -117.14 | 0 | 0 | 1 | 0 | 0 | 0 | 0 | 0 | 0 | 0 | 0 | 0 | 0 | 1 | 0 | 0 | 1 | 0 | 1 | 1 | 0 | 0 | 0 | 0 | 0 | 0 | 0 | 0 | 0
EPRI Energy Storage System Demonstration - NEC | Electro-chemical | Lithium-ion Battery | Lithium Iron Phosphate Battery | Operational | 25 | 1.92 | 35.922 | -84.14 | 0 | 0 | 1 | 0 | 0 | 0 | 1 | 0 | 0 | 0 | 0 | 0 | 0 | 1 | 0 | 0 | 0 | 0 | 1 | 1 | 0 | 0 | 0 | 0 | 0 | 0 | 0 | 0 | 0
EPRI Energy Storage System Demonstration - Beckett Energy Systems | Electro-chemical | Lithium-ion Battery | Lithium Iron Phosphate Battery | Operational | 25 | 0.5 | 35.922 | -84.14 | 0 | 0 | 1 | 0 | 0 | 0 | 1 | 0 | 0 | 0 | 0 | 0 | 0 | 1 | 0 | 0 | 0 | 0 | 1 | 1 | 0 | 0 | 0 | 0 | 0 | 0 | 0 | 0 | 0
Ford Manufacturing Assembly Plant - Xtreme Power | Electro-chemical | Lead-acid Battery | Advanced Lead-acid Battery | De-Commissioned | 750 | 2.67 | 42 | 0 | 0 | 0 | 0 | 0 | 0 | 0 | 0 | 0 | 0 | 0 | 0 | 0 | 0 | 0 | 0 | 0 | 0 | 0 | 1 | 0 | 0 | 0 | 0 | 0 | 0 | 0 | 0 | 0 | 0
Hampton Wind Park | Electro-chemical | Lead-acid Battery | Hybrid Lead-acid Battery/Electro-chemical capacitor | De-Commissioned | 1000 | 0.5 | -33.6458 | 150.05 | 0 | 0 | 0 | 0 | 0 | 0 | 0 | 0 | 0 | 0 | 0 | 0 | 0 | 0 | 0 | 0 | 0 | 1 | 0 | 0 | 0 | 0 | 0 | 0 | 0 | 0 | 0 | 0 | 1
UC San Diego Panasonic / Sanyo Energy System | Electro-chemical | Lithium-ion Battery | Lithium-ion Battery | De-Commissioned | 30 | 1 | 32.8769 | -117.24 | 0 | 0 | 0 | 0 | 0 | 0 | 0 | 0 | 0 | 0 | 0 | 0 | 0 | 0 | 0 | 0 | 0 | 0 | 0 | 1 | 0 | 0 | 0 | 0 | 0 | 0 | 0 | 0 | 0
Exfob (Tricon) Ft. Devens Military Container | Electro-chemical | Lithium-ion Battery | Lithium Iron Phosphate Battery | Operational | 100 | 0.82 | 42.5371 | -71.62 | 0 | 0 | 0 | 0 | 0 | 0 | 0 | 0 | 0 | 0 | 0 | 0 | 0 | 1 | 0 | 1 | 0 | 1 | 0 | 0 | 0 | 0 | 0 | 0 | 0 | 0 | 0 | 0 | 0
Omarugawa Pumped Hydro Storage Station | Pumped Hydro Storage | Open-loop Pumped Hydro Storage | Open-loop Pumped Hydro Storage | Operational | 1200000 | 0 | 31.9077 | 131.42 | 0 | 0 | 0 | 0 | 0 | 0 | 1 | 1 | 0 | 0 | 1 | 0 | 0 | 0 | 0 | 0 | 0 | 0 | 0 | 0 | 0 | 0 | 0 | 0 | 0 | 0 | 0 | 0 | 0
NEC 4 MW / 1 MWh GSS | Electro-chemical | Lithium-ion Battery | Lithium-ion Battery | Operational | 4000 | 0.42 | 33.7513 | -117.99 | 0 | 0 | 0 | 0 | 0 | 0 | 0 | 0 | 0 | 0 | 1 | 0 | 0 | 0 | 0 | 0 | 0 | 0 | 0 | 0 | 0 | 0 | 0 | 0 | 0 | 0 | 0 | 0 | 0
7-Eleven Distributed Energy Storage System (DESS) - ConEdison / Green Charge Networks | Electro-chemical | Lithium-ion Battery | Lithium-ion Battery | Operational | 100 | 0.97 | 41 | 0 | 0 | 0 | 0 | 0 | 1 | 1 | 1 | 1 | 0 | 0 | 0 | 0 | 0 | 0 | 0 | 0 | 0 | 0 | 0 | 0 | 0 | 0 | 0 | 0 | 0 | 0 | 1 | 0 | 0
Andasol 3 CSP Solar Power Plant | Thermal Storage | Molten Salt Thermal Storage | Molten Salt Thermal Storage | Operational | 50000 | 7.5 | 37.1637 | -3.07 | 0 | 0 | 0 | 0 | 0 | 0 | 0 | 0 | 0 | 0 | 0 | 0 | 0 | 0 | 0 | 0 | 0 | 0 | 1 | 1 | 0 | 0 | 0 | 0 | 0 | 0 | 0 | 0 | 0
PNM Prosperity Energy Storage Project | Electro-chemical | Lead-acid Battery | Lead-acid Battery | Operational | 500 | 4 | 34.9868 | -106.61 | 0 | 0 | 0 | 0 | 0 | 0 | 0 | 0 | 0 | 0 | 0 | 0 | 0 | 0 | 0 | 0 | 0 | 0 | 1 | 0 | 0 | 1 | 0 | 0 | 0 | 0 | 0 | 0 | 1
Woojin/Maxwell Seoul Line 7 - Sang-dong Station (756) | Electro-chemical | Electro-chemical Capacitor | Electro-chemical Capacitor | Operational | 1870 | 0 | 37.5058 | 126.75 | 0 | 0 | 0 | 0 | 0 | 0 | 1 | 0 | 0 | 0 | 0 | 0 | 0 | 0 | 0 | 0 | 0 | 0 | 0 | 0 | 0 | 0 | 0 | 0 | 0 | 0 | 0 | 1 | 1
Inner Mongolia Hulunbeier Village Micro-grid (é™ˆå·´å°”è™Žæ——èµ«å°”æ´ªå¾—ç§»æ°‘æ‘å¾®ç½‘è¯•ç‚¹å·¥ç¨‹) | Electro-chemical | Lithium-ion Battery | Lithium-ion Battery | Operational | 50 | 2 | 49.2116 | 119.77 | 1 | 0 | 0 | 0 | 0 | 0 | 0 | 0 | 0 | 0 | 0 | 0 | 0 | 0 | 0 | 0 | 0 | 1 | 0 | 1 | 0 | 0 | 0 | 0 | 0 | 0 | 0 | 0 | 0
VCharge Concord Pilot | Thermal Storage | Heat Thermal Storage | Heat Thermal Storage | Operational | 175 | 5 | 42 | 0 | 0 | 0 | 0 | 0 | 0 | 0 | 1 | 0 | 0 | 0 | 1 | 0 | 1 | 0 | 0 | 0 | 0 | 0 | 0 | 1 | 0 | 0 | 0 | 0 | 0 | 0 | 0 | 0 | 0
AES Laurel Mountain | Electro-chemical | Lithium-ion Battery | Lithium-ion Battery | Operational | 32000 | 0.25 | 39.002 | -79.89 | 0 | 0 | 0 | 0 | 0 | 0 | 0 | 0 | 0 | 0 | 1 | 0 | 0 | 0 | 0 | 0 | 0 | 1 | 0 | 0 | 0 | 0 | 0 | 0 | 0 | 0 | 0 | 0 | 0
Waiawa High PV Penetration Circuit - Hawaiian Electric Company and University of Hawaii - HNEI | Electro-chemical | Lithium-ion Battery | Lithium Ion Titanate Battery | Operational | 1000 | 0.25 | 21.4389 | -158 | 0 | 0 | 0 | 0 | 0 | 0 | 0 | 0 | 0 | 0 | 1 | 0 | 0 | 0 | 0 | 0 | 0 | 0 | 1 | 0 | 0 | 0 | 0 | 0 | 0 | 0 | 0 | 0 | 1
China Tianjin EcoCity Project (ä¸­æ–°å¤©æ´¥ç”Ÿæ€åŸŽå‚¨èƒ½ç¤ºèŒƒé¡¹ç›®) | Electro-chemical | Lithium-ion Battery | Lithium-ion Battery | Operational | 15 | 4 | 39.0842 | 117.2 | 0 | 0 | 0 | 0 | 0 | 0 | 1 | 0 | 0 | 0 | 1 | 0 | 0 | 0 | 0 | 0 | 0 | 1 | 0 | 0 | 0 | 0 | 0 | 0 | 0 | 0 | 0 | 0 | 0
Yecheon Pumped Storage Power Plant | Pumped Hydro Storage | Open-loop Pumped Hydro Storage | Open-loop Pumped Hydro Storage | Operational | 800000 | 0 | 36.6577 | 128.45 | 0 | 0 | 0 | 0 | 0 | 0 | 1 | 1 | 0 | 0 | 0 | 0 | 0 | 0 | 0 | 0 | 0 | 0 | 0 | 0 | 0 | 0 | 0 | 0 | 0 | 0 | 0 | 0 | 0
150 kW Jeju Island Demonstration Site - Posco ICT | Electro-chemical | Lead-acid Battery | Lead-acid Battery | Operational | 150 | 0.92 | 33.489 | 126.5 | 0 | 0 | 0 | 0 | 0 | 0 | 0 | 0 | 0 | 0 | 0 | 0 | 0 | 0 | 1 | 0 | 0 | 0 | 0 | 0 | 1 | 0 | 0 | 0 | 0 | 0 | 0 | 0 | 0
Termesol 50 (Valle 2) CSP Power Plant | Thermal Storage | Molten Salt Thermal Storage | Molten Salt Thermal Storage | Operational | 50000 | 7.5 | 36.6059 | -5.8 | 0 | 0 | 0 | 0 | 0 | 0 | 0 | 0 | 0 | 0 | 0 | 0 | 0 | 0 | 0 | 0 | 0 | 0 | 1 | 1 | 0 | 0 | 0 | 0 | 0 | 0 | 0 | 0 | 0
Zhangbei National Wind and Solar Energy Storage and Transmission Demonstration Project (II) | Electro-chemical | Lithium-ion Battery | Lithium Iron Phosphate Battery | Operational | 4000 | 4 | 41.1586 | 114.72 | 0 | 0 | 0 | 0 | 0 | 0 | 1 | 0 | 0 | 0 | 1 | 0 | 0 | 0 | 0 | 0 | 0 | 1 | 1 | 0 | 0 | 0 | 0 | 0 | 0 | 0 | 0 | 0 | 1
Zhangbei National Wind and Solar Energy Storage and Transmission Demonstration Project (III) | Electro-chemical | Lithium-ion Battery | Lithium Iron Phosphate Battery | Operational | 1000 | 2 | 41.1586 | 114.72 | 0 | 0 | 0 | 0 | 0 | 0 | 1 | 0 | 0 | 0 | 1 | 0 | 0 | 0 | 0 | 0 | 0 | 1 | 1 | 0 | 0 | 0 | 0 | 0 | 0 | 0 | 0 | 0 | 0
Zhangbei National Wind and Solar Energy Storage and Transmission Demonstration Project (V) | Electro-chemical | Flow Battery | Vanadium Redox Flow Battery | Operational | 2000 | 4 | 41.1586 | 114.72 | 0 | 0 | 0 | 0 | 0 | 0 | 0 | 0 | 0 | 0 | 1 | 0 | 0 | 0 | 0 | 0 | 0 | 1 | 1 | 1 | 0 | 0 | 0 | 0 | 0 | 0 | 0 | 0 | 0
Nevada Solar One R&amp;D Project | Thermal Storage | Heat Thermal Storage | Heat Thermal Storage | Operational | 100 | 1 | 36 | 0 | 0 | 0 | 0 | 0 | 0 | 0 | 0 | 0 | 0 | 0 | 0 | 0 | 0 | 0 | 0 | 0 | 0 | 0 | 1 | 1 | 0 | 0 | 0 | 0 | 0 | 0 | 0 | 0 | 0
Zhangbei National Wind and Solar Energy Storage and Transmission Demonstration Project (I) | Electro-chemical | Lithium-ion Battery | Lithium Iron Phosphate Battery | Operational | 6000 | 6 | 41.1586 | 114.72 | 0 | 0 | 0 | 0 | 0 | 0 | 0 | 0 | 0 | 0 | 1 | 0 | 0 | 0 | 0 | 0 | 0 | 1 | 1 | 1 | 0 | 0 | 0 | 0 | 0 | 0 | 0 | 0 | 0
Rankin Substation Energy Storage Project | Electro-chemical | Sodium based Battery | Sodium-nickel-chloride Battery | De-Commissioned | 402 | 0.7 | 35.2982 | -81.02 | 0 | 0 | 0 | 0 | 0 | 0 | 0 | 0 | 0 | 0 | 1 | 0 | 0 | 0 | 0 | 0 | 0 | 0 | 1 | 0 | 0 | 0 | 0 | 0 | 0 | 0 | 0 | 0 | 1
Beacon Power - 20 MW plant comprises 200 Beacon Power Series 400 flywheels | Electro-mechanical | Flywheel | Flywheel | Operational | 20000 | 0.25 | 42.5539 | -73.3944 | 0 | 0 | 0 | 0 | 0 | 0 | 0 | 0 | 0 | 0 | 1 | 0 | 0 | 0 | 0 | 0 | 0 | 0 | 0 | 0 | 0 | 0 | 0 | 0 | 0 | 0 | 0 | 0 | 0
Limberg II Pumped Storage Power Station | Pumped Hydro Storage | Open-loop Pumped Hydro Storage | Open-loop Pumped Hydro Storage | Operational | 480000 | 0 | 47.1593 | 12.71 | 0 | 0 | 0 | 0 | 0 | 0 | 1 | 1 | 0 | 1 | 1 | 0 | 0 | 0 | 0 | 0 | 0 | 0 | 0 | 0 | 0 | 0 | 0 | 0 | 0 | 0 | 0 | 0 | 1
FalkÃ¶ping Substation Smart Grid - ABB | Electro-chemical | Lithium-ion Battery | Lithium-ion Battery | Operational | 75 | 1 | 58.1632 | 13.56 | 0 | 0 | 1 | 1 | 0 | 1 | 0 | 1 | 0 | 0 | 0 | 0 | 0 | 0 | 0 | 0 | 0 | 0 | 1 | 0 | 0 | 0 | 0 | 0 | 0 | 0 | 0 | 0 | 0
Qingdao XueJiadao Battery Pilot Project (é’å²›è–›å®¶å²›ç”µåŠ¨æ±½è½¦æ™ºèƒ½å……æ¢å‚¨æ”¾ä¸€ä½“åŒ–ç¤ºèŒƒç”µç«™) | Electro-chemical | Lithium-ion Battery | Lithium Iron Phosphate Battery | Operational | 7020 | 1.5 | 36 | 120 | 0 | 0 | 0 | 0 | 0 | 0 | 1 | 0 | 0 | 0 | 1 | 0 | 0 | 0 | 0 | 0 | 0 | 0 | 0 | 0 | 0 | 0 | 0 | 0 | 0 | 0 | 0 | 1 | 0
Aquion Energy Sodium-Ion Battery for Grid-level Applications | Electro-chemical | Sodium based Battery | Sodium-ion Battery | De-Commissioned | 15 | 4 | 40.4688 | -79.97 | 0 | 0 | 0 | 0 | 1 | 0 | 1 | 0 | 0 | 0 | 0 | 0 | 0 | 0 | 0 | 1 | 0 | 0 | 1 | 0 | 0 | 0 | 0 | 0 | 0 | 0 | 0 | 0 | 1
Southern California Edison - HVAC Optimization Program | Thermal Storage | Ice Thermal Storage | Ice Thermal Storage | Operational | 750 | 6 | 34.0806 | -118.07 | 0 | 0 | 0 | 0 | 1 | 0 | 0 | 0 | 0 | 0 | 0 | 0 | 0 | 0 | 0 | 0 | 0 | 0 | 0 | 0 | 0 | 0 | 0 | 0 | 0 | 0 | 0 | 0 | 0
INES Project | Electro-chemical | Sodium based Battery | Sodium-nickel-chloride Battery | Operational | 120 | 1.17 | 45.6433 | 5.87 | 0 | 0 | 0 | 0 | 0 | 0 | 0 | 0 | 0 | 0 | 0 | 0 | 0 | 0 | 0 | 0 | 0 | 0 | 0 | 1 | 0 | 0 | 0 | 0 | 0 | 0 | 0 | 0 | 0
Xcel SolarTAC CES Test | Electro-chemical | Sodium based Battery | Sodium-nickel-chloride Battery | Operational | 25 | 2 | 39.7556 | -104.62 | 0 | 0 | 0 | 0 | 0 | 0 | 0 | 0 | 0 | 0 | 0 | 0 | 1 | 0 | 0 | 0 | 1 | 0 | 1 | 0 | 0 | 0 | 0 | 0 | 0 | 0 | 0 | 0 | 0
Lanai Sustainability Research / La Ola PV Farm - Xtreme Power | Electro-chemical | Lead-acid Battery | Advanced Lead-acid Battery | Operational | 1125 | 0.45 | 20.8166 | -156.93 | 0 | 0 | 0 | 0 | 0 | 0 | 0 | 0 | 0 | 0 | 1 | 0 | 0 | 0 | 0 | 0 | 0 | 1 | 1 | 0 | 0 | 0 | 0 | 0 | 0 | 0 | 0 | 0 | 0
Redding Electric Utilities (Phase 1) - Ice Energy | Thermal Storage | Ice Thermal Storage | Ice Thermal Storage | Operational | 1000 | 6 | 40.5865 | -122.39 | 0 | 0 | 0 | 0 | 0 | 0 | 1 | 1 | 0 | 0 | 0 | 0 | 0 | 0 | 0 | 0 | 0 | 0 | 0 | 0 | 0 | 0 | 1 | 0 | 0 | 0 | 0 | 0 | 0
Astexol II Solar Power Plant | Thermal Storage | Molten Salt Thermal Storage | Molten Salt Thermal Storage | Operational | 50000 | 8 | 39 | -7 | 0 | 0 | 0 | 0 | 0 | 0 | 0 | 0 | 0 | 0 | 0 | 0 | 0 | 0 | 0 | 0 | 0 | 0 | 1 | 1 | 0 | 0 | 0 | 0 | 0 | 0 | 0 | 0 | 0
Lanzarote PowerStore Flywheel Project - 18 MWs of energy | Electro-mechanical | Flywheel | Flywheel | Operational | 1600 | 0 | 28.9532 | -13.6512 | 0 | 0 | 0 | 0 | 0 | 0 | 0 | 0 | 0 | 0 | 1 | 0 | 0 | 0 | 0 | 0 | 0 | 0 | 0 | 0 | 0 | 0 | 0 | 0 | 0 | 0 | 0 | 0 | 1
SDGE Pala SES, GRC ES Program Unit 1 | Electro-chemical | Lithium-ion Battery | Lithium-ion Battery | Operational | 500 | 3 | 33 | -117 | 0 | 0 | 0 | 0 | 0 | 0 | 0 | 0 | 0 | 0 | 0 | 1 | 0 | 0 | 0 | 0 | 0 | 0 | 0 | 0 | 0 | 0 | 0 | 0 | 0 | 0 | 0 | 0 | 0
Kannagawa Hydropower Plant No.1, No. 2 | Pumped Hydro Storage | Open-loop Pumped Hydro Storage | Open-loop Pumped Hydro Storage | Operational | 940000 | 0 | 36 | 139 | 1 | 0 | 0 | 0 | 0 | 0 | 1 | 1 | 0 | 1 | 1 | 0 | 0 | 0 | 0 | 0 | 0 | 0 | 0 | 0 | 0 | 0 | 0 | 0 | 0 | 0 | 0 | 0 | 0
Univeristy of Corsica MYRTE Test Platform | Hydrogen Storage | Hydrogen Storage | Hydrogen Storage | Operational | 150 | 0 | 41.9075 | 8.66 | 0 | 0 | 0 | 0 | 0 | 1 | 0 | 0 | 0 | 0 | 0 | 0 | 0 | 0 | 0 | 0 | 1 | 0 | 1 | 0 | 0 | 0 | 0 | 0 | 0 | 0 | 0 | 0 | 0
Aste 1B Solar Power Plant | Thermal Storage | Molten Salt Thermal Storage | Molten Salt Thermal Storage | Operational | 50000 | 8 | 39 | -3 | 0 | 0 | 0 | 0 | 0 | 0 | 0 | 0 | 0 | 0 | 0 | 0 | 0 | 0 | 0 | 0 | 0 | 0 | 1 | 1 | 0 | 0 | 0 | 0 | 0 | 0 | 0 | 0 | 0
Aste 1A Solar Power Plant | Thermal Storage | Molten Salt Thermal Storage | Molten Salt Thermal Storage | Operational | 50000 | 8 | 39 | -3 | 0 | 0 | 0 | 0 | 0 | 0 | 0 | 0 | 0 | 0 | 0 | 0 | 0 | 0 | 0 | 0 | 0 | 0 | 1 | 1 | 0 | 0 | 0 | 0 | 0 | 0 | 0 | 0 | 0
Arcosol 50 (Valle 1) | Thermal Storage | Molten Salt Thermal Storage | Molten Salt Thermal Storage | Operational | 50000 | 7 | 36.6059 | -5.8 | 0 | 0 | 0 | 0 | 0 | 0 | 0 | 0 | 0 | 0 | 0 | 0 | 0 | 0 | 0 | 0 | 0 | 0 | 1 | 1 | 0 | 0 | 0 | 0 | 0 | 0 | 0 | 0 | 0
Sun-carrier Omega Net Zero Building in Bhopal | Electro-chemical | Flow Battery | Vanadium Redox Flow Battery | Operational | 45 | 6.67 | 23 | 77 | 0 | 0 | 0 | 0 | 0 | 0 | 0 | 0 | 0 | 0 | 0 | 0 | 0 | 0 | 0 | 0 | 1 | 0 | 0 | 0 | 0 | 0 | 0 | 0 | 0 | 0 | 0 | 0 | 0
Cal Poly - Amonix / Greensmith Energy | Electro-chemical | Lithium-ion Battery | Lithium-ion Battery | Operational | 75 | 2 | 34 | -118 | 0 | 0 | 0 | 0 | 0 | 0 | 0 | 0 | 0 | 0 | 0 | 0 | 0 | 0 | 0 | 0 | 0 | 0 | 1 | 0 | 0 | 0 | 0 | 0 | 0 | 0 | 0 | 0 | 1
SMUD High Penetration Solar Pilot Project Anatolia (RES System) | Electro-chemical | Lithium-ion Battery | Lithium-ion Battery | De-Commissioned | 75 | 1.53 | 38.5472 | -121.24 | 0 | 0 | 0 | 0 | 0 | 1 | 0 | 0 | 0 | 0 | 0 | 0 | 1 | 0 | 0 | 0 | 1 | 0 | 1 | 0 | 0 | 0 | 0 | 0 | 0 | 0 | 0 | 0 | 1
SMUD High Penetration Solar Pilot Project Anatolia (CES System) | Electro-chemical | Lithium-ion Battery | Lithium-ion Battery | De-Commissioned | 90 | 1.13 | 38.5521 | -121.24 | 0 | 0 | 0 | 0 | 0 | 1 | 0 | 0 | 0 | 0 | 0 | 0 | 1 | 0 | 0 | 0 | 1 | 0 | 1 | 0 | 0 | 0 | 0 | 0 | 0 | 0 | 0 | 0 | 1
Ausgrid Smart Grid Smart City (SGSC) Project - RedFlow | Electro-chemical | Flow Battery | Zinc Bromine Flow Battery | De-Commissioned | 200 | 2 | -32.9207 | 151.68 | 0 | 0 | 0 | 0 | 0 | 0 | 0 | 0 | 0 | 0 | 0 | 0 | 1 | 0 | 0 | 0 | 0 | 0 | 0 | 1 | 0 | 1 | 0 | 0 | 0 | 0 | 0 | 0 | 0
Acciona Energia Innovative Lithium-Ion System (ILIS) Project | Electro-chemical | Lithium-ion Battery | Lithium-ion Battery | De-Commissioned | 1000 | 0.57 | 42.0648 | -1.61 | 0 | 0 | 0 | 0 | 0 | 0 | 0 | 0 | 0 | 0 | 1 | 0 | 0 | 0 | 0 | 0 | 0 | 0 | 0 | 0 | 0 | 0 | 0 | 0 | 0 | 0 | 0 | 0 | 1
Gram Power Khareda Lakshmipura Microgrid | Electro-chemical | Lead-acid Battery | Lead-acid Battery | Operational | 40 | 0 | 25 | 75 | 0 | 0 | 0 | 0 | 0 | 0 | 0 | 1 | 0 | 0 | 0 | 0 | 0 | 0 | 1 | 0 | 1 | 0 | 1 | 0 | 0 | 0 | 0 | 0 | 0 | 0 | 0 | 0 | 0
Woojin Industrial Systems 2nd Factory | Electro-chemical | Lead-acid Battery | Lead-acid Battery | Operational | 150 | 1.92 | 36.5184 | 126.8 | 0 | 0 | 0 | 0 | 0 | 0 | 0 | 0 | 0 | 0 | 0 | 0 | 0 | 0 | 0 | 0 | 0 | 0 | 0 | 0 | 1 | 0 | 0 | 0 | 0 | 0 | 0 | 0 | 1
Ausgrid Smart Grid Smart City (Scone Project) - RedFlow | Electro-chemical | Flow Battery | Zinc Bromine Flow Battery | De-Commissioned | 100 | 2 | -32.0507 | 150.87 | 0 | 0 | 0 | 0 | 0 | 0 | 0 | 0 | 0 | 0 | 0 | 0 | 1 | 0 | 0 | 0 | 0 | 0 | 0 | 1 | 0 | 1 | 0 | 0 | 0 | 0 | 0 | 0 | 0
AES Angamos Storage Array | Electro-chemical | Lithium-ion Battery | Lithium-ion Battery | Operational | 20000 | 0.33 | -23.65 | -70.4 | 0 | 0 | 0 | 0 | 0 | 0 | 0 | 0 | 0 | 1 | 1 | 0 | 0 | 0 | 0 | 0 | 0 | 0 | 0 | 0 | 0 | 0 | 0 | 0 | 0 | 0 | 0 | 0 | 0
Slough Zero-Carbon Homes Community Energy Storage | Electro-chemical | Lithium-ion Battery | Lithium-ion Battery | Operational | 75 | 1 | 52 | 0 | 0 | 0 | 0 | 0 | 0 | 0 | 0 | 0 | 0 | 0 | 0 | 0 | 0 | 0 | 0 | 0 | 0 | 0 | 1 | 1 | 0 | 0 | 0 | 0 | 0 | 0 | 0 | 0 | 0
HELCO BESS - Koyo (NELHA) | Electro-chemical | Electro-chemical | Lithium-ion Battery | Operational | 100 | 2.5 | 19.7174 | -156.05 | 0 | 0 | 1 | 0 | 0 | 0 | 0 | 0 | 0 | 0 | 1 | 0 | 0 | 0 | 0 | 0 | 0 | 0 | 1 | 0 | 0 | 0 | 0 | 0 | 0 | 0 | 0 | 0 | 0
HELCO BESS - West Hawaii Civic Center | Electro-chemical | Lithium-ion Battery | Lithium-ion Battery | Operational | 100 | 2.5 | 20 | -156 | 0 | 0 | 1 | 0 | 0 | 0 | 0 | 0 | 0 | 0 | 1 | 0 | 0 | 0 | 0 | 0 | 0 | 0 | 1 | 0 | 0 | 0 | 0 | 0 | 0 | 0 | 0 | 0 | 0
Fujian Electric Power Research Institute Mobile Energy Storage Station I | Electro-chemical | Lithium-ion Battery | Lithium Iron Phosphate Battery | Operational | 250 | 2 | 25.056 | 118.19 | 0 | 0 | 0 | 0 | 0 | 0 | 1 | 0 | 0 | 0 | 0 | 0 | 0 | 0 | 0 | 0 | 0 | 0 | 0 | 0 | 0 | 0 | 0 | 0 | 0 | 0 | 1 | 0 | 0
Fujian Electric Power Research Institute Mobile Energy Storage Station II | Electro-chemical | Lithium-ion Battery | Lithium Iron Phosphate Battery | Operational | 125 | 3 | 25.056 | 118.19 | 0 | 0 | 0 | 0 | 0 | 0 | 1 | 0 | 0 | 0 | 0 | 0 | 0 | 0 | 0 | 0 | 0 | 0 | 0 | 0 | 0 | 0 | 0 | 0 | 0 | 0 | 0 | 0 | 0
EaglePicher HQ PowerPyramid | Electro-chemical | Lead-acid Battery | Advanced Lead-acid Battery | Operational | 1000 | 2 | 37.0944 | -94.53 | 0 | 0 | 0 | 0 | 1 | 0 | 1 | 0 | 1 | 0 | 0 | 0 | 0 | 0 | 0 | 1 | 0 | 0 | 0 | 1 | 0 | 0 | 0 | 0 | 0 | 0 | 0 | 0 | 0
Pualani Manor- EnSync Energy (formerly ZBB) | Electro-chemical | Flow Battery | Zinc Bromine Flow Battery | Operational | 60 | 2.5 | 21 | 0 | 1 | 0 | 0 | 0 | 0 | 0 | 1 | 0 | 0 | 0 | 0 | 0 | 0 | 0 | 0 | 0 | 0 | 0 | 1 | 0 | 0 | 0 | 0 | 0 | 0 | 0 | 0 | 0 | 0
University of Queensland - Redflow M90 | Electro-chemical | Flow Battery | Zinc Bromine Flow Battery | De-Commissioned | 90 | 2 | -27.4709 | 153.02 | 0 | 0 | 0 | 0 | 0 | 0 | 0 | 0 | 0 | 0 | 0 | 0 | 0 | 0 | 0 | 0 | 0 | 0 | 1 | 1 | 0 | 0 | 0 | 0 | 0 | 0 | 0 | 0 | 0
Kaheawa Wind Power Project II - Younicos | Electro-chemical | Lead-acid Battery | Advanced Lead-acid Battery | Operational | 10000 | 0.75 | 20.7964 | -156.51 | 0 | 0 | 0 | 0 | 0 | 0 | 0 | 0 | 0 | 1 | 1 | 0 | 0 | 0 | 0 | 0 | 0 | 1 | 1 | 1 | 0 | 0 | 0 | 0 | 0 | 0 | 0 | 0 | 0
Las Cruces - Apollo Solar / Iron Edison | Electro-chemical | Nickel based Battery | Nickel Iron Battery | Operational | 48 | 10 | 32 | 0 | 0 | 0 | 0 | 0 | 0 | 0 | 0 | 1 | 0 | 0 | 0 | 0 | 0 | 0 | 0 | 0 | 1 | 0 | 0 | 0 | 0 | 0 | 0 | 0 | 0 | 0 | 0 | 0 | 0
Danbury Residence - Trace / Iron Edison | Electro-chemical | Nickel based Battery | Nickel Iron Battery | Operational | 20 | 10 | 41.3948 | -73.45 | 0 | 0 | 1 | 0 | 0 | 0 | 0 | 1 | 0 | 0 | 0 | 0 | 0 | 0 | 0 | 0 | 0 | 0 | 0 | 0 | 0 | 0 | 0 | 0 | 0 | 0 | 0 | 0 | 0
Montezuma Canyon - Apollo Solar / Iron Edison | Electro-chemical | Nickel based Battery | Nickel Iron Battery | Operational | 17 | 10 | 38 | 0 | 0 | 0 | 1 | 0 | 0 | 0 | 0 | 1 | 0 | 0 | 0 | 0 | 0 | 0 | 0 | 0 | 0 | 0 | 0 | 0 | 0 | 0 | 0 | 0 | 0 | 0 | 0 | 0 | 0
Beijing Badaling Solar Tower - Institute of Electrical Engineering of Chinese Academy of Sciences | Thermal Storage | Heat Thermal Storage | Heat Thermal Storage | Operational | 1500 | 1 | 40.4567 | 115.97 | 0 | 0 | 0 | 0 | 0 | 0 | 0 | 0 | 0 | 0 | 0 | 0 | 0 | 0 | 0 | 0 | 0 | 0 | 1 | 1 | 0 | 0 | 0 | 0 | 0 | 0 | 0 | 0 | 0
Extresol 2 Solar Power Plant | Thermal Storage | Molten Salt Thermal Storage | Molten Salt Thermal Storage | Operational | 50000 | 7.5 | 38.6194 | -6.8 | 0 | 0 | 0 | 0 | 0 | 0 | 0 | 0 | 0 | 0 | 0 | 0 | 0 | 0 | 0 | 0 | 0 | 0 | 1 | 1 | 0 | 0 | 0 | 0 | 0 | 0 | 0 | 0 | 0
Extresol 3 Solar Power Plant | Thermal Storage | Molten Salt Thermal Storage | Molten Salt Thermal Storage | Operational | 50000 | 7.5 | 38.6194 | -6.8 | 0 | 0 | 0 | 0 | 0 | 0 | 0 | 0 | 0 | 0 | 0 | 0 | 0 | 0 | 0 | 0 | 0 | 0 | 1 | 1 | 0 | 0 | 0 | 0 | 0 | 0 | 0 | 0 | 0
PG&amp;E Vaca Battery Energy Storage Pilot Project | Electro-chemical | Sodium based Battery | Sodium-sulfur Battery | Operational | 2000 | 7 | 38.3566 | -121.99 | 0 | 0 | 0 | 0 | 0 | 0 | 1 | 0 | 0 | 1 | 1 | 0 | 0 | 1 | 0 | 0 | 0 | 0 | 1 | 0 | 0 | 0 | 0 | 0 | 0 | 0 | 0 | 0 | 0
Grid on Wheels | Electro-chemical | Lithium-ion Battery | Lithium-ion Battery | Operational | 360 | 2.5 | 39.6777 | -75.75 | 0 | 0 | 0 | 0 | 0 | 0 | 0 | 0 | 0 | 1 | 1 | 0 | 0 | 0 | 0 | 0 | 0 | 1 | 0 | 0 | 0 | 0 | 0 | 0 | 0 | 0 | 0 | 1 | 0
San Diego Zoo Solar-to-EV Project | Electro-chemical | Lithium-ion Battery | Lithium Polymer Battery | Operational | 100 | 1 | 32.7361 | -117.15 | 0 | 0 | 0 | 0 | 0 | 0 | 0 | 0 | 0 | 0 | 0 | 0 | 1 | 0 | 0 | 1 | 0 | 0 | 1 | 0 | 0 | 0 | 0 | 0 | 0 | 0 | 0 | 1 | 0
InterContinental Hotels Group Stem Energy Optimization System | Electro-chemical | Lithium-ion Battery | Lithium-ion Battery | Operational | 15 | 1 | 38 | 0 | 0 | 0 | 0 | 0 | 1 | 0 | 0 | 0 | 0 | 0 | 0 | 0 | 0 | 0 | 0 | 0 | 0 | 0 | 0 | 0 | 0 | 0 | 0 | 0 | 0 | 0 | 0 | 0 | 0
SDG&amp;E Borrego Springs Microgrid Demonstration Project: Home Energy Storage | Electro-chemical | Lithium-ion Battery | Lithium-ion Battery | Operational | 24 | 2 | 33.2559 | -116.38 | 0 | 0 | 1 | 0 | 1 | 1 | 1 | 0 | 0 | 0 | 0 | 0 | 0 | 0 | 0 | 0 | 0 | 0 | 0 | 0 | 0 | 0 | 0 | 0 | 0 | 0 | 0 | 0 | 0
SDG&amp;E Borrego Springs Microgrid Demonstration Project: Community Energy Storage | Electro-chemical | Lithium-ion Battery | Lithium Polymer Battery | Operational | 75 | 2 | 33.2559 | -116.38 | 0 | 0 | 0 | 0 | 0 | 0 | 1 | 0 | 0 | 0 | 0 | 0 | 0 | 0 | 0 | 0 | 0 | 0 | 1 | 0 | 0 | 0 | 0 | 0 | 0 | 0 | 0 | 0 | 1
EnerDel GRESS - FSK St. Petersburg | Electro-chemical | Lithium-ion Battery | Lithium-ion Battery | Operational | 1500 | 1.67 | 59.9343 | 30.34 | 0 | 0 | 0 | 0 | 1 | 0 | 0 | 0 | 0 | 1 | 1 | 0 | 0 | 0 | 1 | 0 | 0 | 0 | 0 | 0 | 1 | 0 | 0 | 0 | 0 | 0 | 0 | 0 | 0
100 kW Furukawa Battery Iwaki Factory | Electro-chemical | Lead-acid Battery | Hybrid Lead-acid Battery/Electro-chemical capacitor | Operational | 100 | 1.92 | 37.0504 | 140.89 | 0 | 0 | 0 | 0 | 0 | 0 | 0 | 0 | 0 | 0 | 0 | 0 | 0 | 1 | 0 | 0 | 0 | 0 | 0 | 0 | 0 | 0 | 0 | 0 | 0 | 0 | 0 | 0 | 0
PSE Bellevue Storage Innovation Project | Electro-chemical | Flow Battery | Zinc Bromine Flow Battery | Operational | 500 | 2 | 47.6135 | -122.19 | 0 | 0 | 0 | 0 | 0 | 0 | 0 | 1 | 0 | 0 | 0 | 0 | 0 | 0 | 0 | 0 | 0 | 1 | 0 | 0 | 0 | 0 | 0 | 0 | 0 | 0 | 1 | 0 | 0
Pennsylvania ATLAS (Aggregated Transactive Load Asset) | Thermal Storage | Heat Thermal Storage | Heat Thermal Storage | Operational | 2010 | 5 | 40.9995 | -75.18 | 0 | 0 | 0 | 0 | 0 | 0 | 1 | 0 | 0 | 0 | 1 | 0 | 1 | 0 | 0 | 0 | 0 | 0 | 0 | 1 | 0 | 0 | 0 | 0 | 0 | 0 | 0 | 0 | 0
Pillar Mountain Wind Project - Xtreme Power | Electro-chemical | Lead-acid Battery | Advanced Lead-acid Battery | Operational | 3000 | 0.25 | 57 | -153 | 0 | 0 | 0 | 0 | 0 | 0 | 0 | 0 | 0 | 1 | 1 | 0 | 0 | 0 | 0 | 0 | 0 | 0 | 0 | 0 | 0 | 0 | 0 | 0 | 0 | 0 | 0 | 0 | 1
Scripps Ranch Community Center BESS | Electro-chemical | Lithium-ion Battery | Lithium-ion Battery | Operational | 100 | 1 | 32.9287 | -117.08 | 0 | 0 | 0 | 0 | 0 | 1 | 0 | 0 | 1 | 0 | 0 | 0 | 0 | 0 | 1 | 0 | 1 | 0 | 1 | 0 | 0 | 0 | 0 | 0 | 0 | 0 | 0 | 0 | 0
Lem KÃ¦r 1.2 MW ESS Demo - Vestas Wind Systems | Electro-chemical | Lithium-ion Battery | Lithium Ion Titanate Battery | Operational | 1200 | 0.25 | 56.0252 | 8.38 | 0 | 0 | 0 | 0 | 0 | 0 | 0 | 0 | 0 | 0 | 1 | 0 | 0 | 0 | 0 | 0 | 0 | 0 | 1 | 0 | 0 | 0 | 0 | 0 | 0 | 0 | 0 | 0 | 0
San Fermin Solar BESS | Electro-chemical | Lithium-ion Battery | Lithium Ion Titanate Battery | Operational | 2000 | 15 | 18.4308 | -65.88 | 0 | 0 | 0 | 0 | 0 | 0 | 0 | 0 | 0 | 0 | 0 | 0 | 0 | 0 | 0 | 0 | 0 | 0 | 1 | 0 | 0 | 0 | 0 | 0 | 0 | 0 | 0 | 0 | 0
Kauai Island Utility Cooperative - Xtreme Power | Electro-chemical | Lead-acid Battery | Advanced Lead-acid Battery | Operational | 1500 | 0.25 | 21.9067 | -159.47 | 0 | 0 | 0 | 0 | 0 | 0 | 0 | 0 | 1 | 0 | 1 | 0 | 0 | 0 | 0 | 0 | 0 | 1 | 1 | 0 | 0 | 0 | 0 | 0 | 0 | 0 | 0 | 0 | 1
Zhangbei National Wind and Solar Energy Storage and Transmission Demonstration Project (IV) | Electro-chemical | Lithium-ion Battery | Lithium Iron Phosphate Battery | Operational | 3000 | 3 | 41.1586 | 114.72 | 0 | 0 | 0 | 0 | 0 | 0 | 0 | 0 | 0 | 0 | 1 | 0 | 0 | 0 | 0 | 0 | 0 | 1 | 1 | 1 | 0 | 0 | 0 | 0 | 0 | 0 | 0 | 0 | 0
Younicos and Vattenfall Project: Lithium Ion | Electro-chemical | Lithium-ion Battery | Lithium-ion Battery | Operational | 200 | 1 | 52.4273 | 13.55 | 0 | 0 | 0 | 0 | 0 | 0 | 0 | 0 | 0 | 0 | 1 | 0 | 0 | 0 | 0 | 0 | 0 | 0 | 0 | 0 | 0 | 0 | 0 | 0 | 0 | 0 | 0 | 0 | 0
Younicos and Vattenfall Project: Sodium Sulfur | Electro-chemical | Sodium based Battery | Sodium-sulfur Battery | Operational | 1000 | 6 | 52.4273 | 13.55 | 0 | 0 | 0 | 0 | 0 | 0 | 0 | 0 | 0 | 0 | 1 | 0 | 0 | 0 | 0 | 0 | 0 | 0 | 0 | 0 | 0 | 0 | 0 | 0 | 0 | 0 | 0 | 0 | 0
Etten-Leur Smart Storage - Enexis | Electro-chemical | Lithium-ion Battery | Lithium-ion Battery | Operational | 400 | 0.5 | 51.5923 | 4.65 | 1 | 0 | 1 | 0 | 0 | 0 | 0 | 0 | 0 | 0 | 0 | 0 | 0 | 0 | 1 | 0 | 0 | 0 | 0 | 0 | 0 | 0 | 0 | 0 | 0 | 0 | 0 | 0 | 0
Barclay Tower | Electro-chemical | Lead-acid Battery | Advanced Lead-acid Battery | Operational | 225 | 8.83 | 41 | 0 | 0 | 0 | 0 | 0 | 1 | 0 | 0 | 0 | 0 | 0 | 0 | 0 | 0 | 0 | 0 | 0 | 0 | 0 | 0 | 0 | 0 | 0 | 0 | 0 | 0 | 0 | 0 | 0 | 0
Port Angeles Landing Mall | Electro-chemical | Lithium-ion Battery | Lithium Iron Phosphate Battery | De-Commissioned | 75 | 0.53 | 48.1139 | -123.42 | 0 | 1 | 0 | 0 | 1 | 0 | 1 | 0 | 0 | 0 | 0 | 0 | 0 | 0 | 0 | 0 | 0 | 0 | 1 | 1 | 0 | 0 | 0 | 0 | 0 | 0 | 0 | 0 | 0
McAlpine Energy Storage System - Duke Energy / BYD | Electro-chemical | Lithium-ion Battery | Lithium Iron Phosphate Battery | Operational | 200 | 2.5 | 35 | 0 | 0 | 0 | 0 | 0 | 0 | 0 | 1 | 0 | 0 | 0 | 0 | 0 | 0 | 0 | 0 | 0 | 0 | 0 | 1 | 1 | 0 | 0 | 0 | 0 | 0 | 0 | 0 | 0 | 0
KIUC Port Allen Solar and BESS | Electro-chemical | Advanced Lead-acid Battery | Advanced Lead-acid Battery | Operational | 3000 | 0.67 | 21.9061 | -159.59 | 0 | 0 | 0 | 0 | 0 | 0 | 0 | 0 | 0 | 0 | 1 | 0 | 0 | 0 | 0 | 0 | 0 | 0 | 0 | 0 | 0 | 0 | 0 | 0 | 0 | 0 | 0 | 0 | 1
Sumba Island Microgrid Project | Electro-chemical | Flow Battery | Vanadium Redox Flow Battery | Operational | 400 | 1.25 | -9.6993 | 119.97 | 0 | 0 | 0 | 0 | 0 | 0 | 1 | 1 | 0 | 0 | 0 | 0 | 0 | 0 | 1 | 0 | 0 | 0 | 0 | 0 | 0 | 0 | 0 | 0 | 0 | 0 | 0 | 0 | 0
Qatar Science &amp; Technology Park - BYD | Electro-chemical | Lithium-ion Battery | Lithium Iron Phosphate Battery | Operational | 250 | 2 | 25 | 0 | 1 | 0 | 0 | 0 | 0 | 0 | 0 | 0 | 0 | 0 | 1 | 0 | 0 | 0 | 1 | 0 | 1 | 0 | 0 | 0 | 0 | 0 | 0 | 0 | 0 | 0 | 0 | 0 | 0
Marshall Steam Station Energy Storage Project | Electro-chemical | Lithium-ion Battery | Lithium Polymer Battery | Operational | 250 | 3 | 36 | 0 | 0 | 0 | 0 | 0 | 0 | 0 | 1 | 0 | 0 | 0 | 0 | 0 | 0 | 0 | 0 | 0 | 0 | 0 | 1 | 0 | 0 | 0 | 0 | 0 | 0 | 0 | 0 | 0 | 1
Southwest Jiaotong University 100kW/100kWh ESS | Electro-chemical | Lithium-ion Battery | Lithium Iron Phosphate Battery | Operational | 100 | 1 | 30.5723 | 104.07 | 0 | 0 | 0 | 0 | 0 | 0 | 0 | 0 | 0 | 0 | 1 | 0 | 0 | 0 | 0 | 0 | 0 | 0 | 0 | 0 | 0 | 0 | 0 | 0 | 0 | 0 | 0 | 0 | 0
Texas Dispatchable Wind - 2.0MW Wind Generation Project Located in West Texas | Electro-mechanical | Compressed Air Energy Storage | Compressed Air Energy Storage | Operational | 2000 | 250 | 32.719 | -102.6449 | 0 | 0 | 0 | 0 | 0 | 0 | 0 | 1 | 0 | 1 | 0 | 0 | 0 | 1 | 0 | 0 | 1 | 0 | 0 | 1 | 0 | 0 | 0 | 0 | 0 | 0 | 0 | 0 | 0
Notrees Battery Storage Project - Duke Energy | Electro-chemical | Electro-chemical | Lithium-ion Battery | Operational | 36000 | 0.67 | 31.9819 | -102.61 | 0 | 0 | 0 | 0 | 0 | 0 | 1 | 0 | 0 | 0 | 1 | 0 | 0 | 0 | 0 | 0 | 0 | 0 | 1 | 0 | 0 | 0 | 0 | 0 | 0 | 0 | 0 | 0 | 0
Energy Storage Holdings Altair ALTI-ESS | Electro-chemical | Lithium-ion Battery | Lithium Ion Titanate Battery | Operational | 1800 | 0.17 | 40.0583 | -74.41 | 0 | 0 | 0 | 0 | 0 | 0 | 0 | 0 | 0 | 0 | 1 | 0 | 0 | 0 | 0 | 0 | 0 | 0 | 0 | 0 | 0 | 0 | 0 | 0 | 0 | 0 | 0 | 0 | 0
EDF EN Gabardone Project | Electro-chemical | Sodium based Battery | Sodium-nickel-chloride Battery | Operational | 20 | 3.5 | 43 | 3 | 0 | 0 | 0 | 0 | 0 | 0 | 0 | 0 | 0 | 0 | 0 | 0 | 0 | 1 | 0 | 0 | 0 | 0 | 0 | 0 | 0 | 0 | 0 | 0 | 0 | 0 | 0 | 0 | 1
ADEME Intelligent Electricity Networks - Industrial Area Demonstration | Electro-chemical | Lithium-ion Battery | Lithium-ion Battery | Operational | 3300 | 0.5 | 43.604 | 1.48 | 0 | 0 | 0 | 0 | 0 | 0 | 0 | 0 | 0 | 0 | 1 | 0 | 0 | 0 | 0 | 0 | 0 | 0 | 1 | 0 | 0 | 0 | 0 | 0 | 0 | 0 | 0 | 0 | 0
Gasfinolhu Island Resort - T&amp;D Water Technologies and Development (with Nidec ASI, FIAMM, ABB) | Electro-chemical | Sodium based Battery | Sodium-nickel-chloride Battery | Operational | 600 | 2.5 | 4 | 74 | 0 | 0 | 0 | 0 | 0 | 0 | 0 | 0 | 0 | 0 | 0 | 0 | 0 | 1 | 1 | 1 | 1 | 0 | 1 | 1 | 0 | 0 | 0 | 0 | 0 | 0 | 0 | 0 | 0
SMUD Solar EV Charge Port | Electro-chemical | Sodium based Battery | Sodium-nickel-chloride Battery | Operational | 50 | 2.6 | 38.5531 | -121.43 | 0 | 0 | 0 | 0 | 0 | 1 | 0 | 0 | 0 | 0 | 0 | 0 | 0 | 0 | 0 | 0 | 1 | 0 | 1 | 0 | 0 | 0 | 0 | 0 | 0 | 0 | 0 | 1 | 1
ShoEi Foods Stem PowerStore System | Electro-chemical | Lithium-ion Battery | Lithium-ion Battery | Operational | 72 | 1 | 39 | -122 | 0 | 0 | 0 | 0 | 0 | 1 | 0 | 0 | 0 | 0 | 0 | 0 | 0 | 0 | 0 | 0 | 0 | 0 | 0 | 0 | 0 | 0 | 0 | 0 | 0 | 0 | 0 | 0 | 0
Siah Bishe Pumped Storage Power Plant | Pumped Hydro Storage | Open-loop Pumped Hydro Storage | Open-loop Pumped Hydro Storage | Operational | 1040000 | 0 | 36.2262 | 52.53 | 0 | 0 | 0 | 0 | 0 | 0 | 1 | 1 | 0 | 0 | 0 | 0 | 0 | 1 | 0 | 0 | 0 | 0 | 0 | 0 | 0 | 0 | 0 | 0 | 0 | 0 | 0 | 0 | 0
SMUD Galt Advanced Feeder Demo ESS | Electro-chemical | Lithium-ion Battery | Lithium-ion Battery | Operational | 500 | 0.25 | 38.2546 | -121.3 | 0 | 0 | 0 | 0 | 0 | 0 | 0 | 0 | 0 | 0 | 1 | 0 | 0 | 0 | 0 | 0 | 1 | 0 | 1 | 0 | 0 | 0 | 0 | 0 | 0 | 0 | 0 | 0 | 0
EnBW Stuttgart Hydrogen Testing Facility | Hydrogen Storage | Hydrogen Storage | Hydrogen Storage | Operational | 400 | 1 | 48.7754 | 9.18 | 0 | 0 | 0 | 0 | 0 | 0 | 0 | 0 | 0 | 0 | 0 | 0 | 0 | 0 | 0 | 0 | 0 | 0 | 1 | 1 | 0 | 0 | 0 | 0 | 0 | 0 | 0 | 1 | 0
Port Hueneme Naval Facility - EnSync Energy (formerly ZBB) | Electro-chemical | Flow Battery | Zinc Bromine Flow Battery | De-Commissioned | 25 | 2 | 34.1478 | -119.2 | 1 | 0 | 0 | 0 | 0 | 0 | 0 | 0 | 0 | 0 | 0 | 0 | 0 | 0 | 0 | 0 | 0 | 0 | 1 | 0 | 0 | 0 | 0 | 0 | 0 | 0 | 0 | 0 | 0
LIRR Malverne WESS: Maxwell Technologies | Electro-chemical | Electro-chemical Capacitor | Electro-chemical Capacitor | Operational | 1000 | 0.2 | 40.6754 | -73.67 | 0 | 0 | 0 | 0 | 0 | 0 | 0 | 0 | 0 | 0 | 0 | 0 | 0 | 0 | 0 | 0 | 0 | 0 | 0 | 0 | 0 | 0 | 0 | 0 | 0 | 0 | 0 | 1 | 1
Toronto Hydro CES Project - eCAMION | Electro-chemical | Lithium-ion Battery | Lithium Polymer Battery | Operational | 500 | 0.5 | 43.7306 | -79.49 | 0 | 1 | 0 | 0 | 0 | 0 | 0 | 0 | 0 | 0 | 1 | 1 | 1 | 0 | 1 | 0 | 0 | 0 | 1 | 0 | 0 | 1 | 0 | 0 | 0 | 0 | 0 | 0 | 1
Isle of Muck Microgrid System | Electro-chemical | Lead-acid Battery | Lead-acid Battery | Operational | 45 | 3.67 | 57 | 0 | 0 | 0 | 0 | 0 | 0 | 0 | 0 | 1 | 0 | 0 | 0 | 0 | 0 | 0 | 0 | 0 | 1 | 0 | 0 | 0 | 0 | 0 | 0 | 0 | 0 | 0 | 0 | 0 | 0
Termosol 1 Solar Power Plant | Thermal Storage | Molten Salt Thermal Storage | Molten Salt Thermal Storage | Operational | 50000 | 9 | 39.1926 | -5.58 | 0 | 0 | 0 | 0 | 0 | 0 | 0 | 0 | 0 | 0 | 0 | 0 | 0 | 0 | 0 | 0 | 0 | 0 | 1 | 1 | 0 | 0 | 0 | 0 | 0 | 0 | 0 | 0 | 0
Termosol 2 Solar Power Plant | Thermal Storage | Molten Salt Thermal Storage | Molten Salt Thermal Storage | Operational | 49000 | 9 | 39.0897 | -5.46 | 0 | 0 | 0 | 0 | 0 | 0 | 0 | 0 | 0 | 0 | 0 | 0 | 0 | 0 | 0 | 0 | 0 | 0 | 1 | 1 | 0 | 0 | 0 | 0 | 0 | 0 | 0 | 0 | 0
Caceres Solar Power Plant | Thermal Storage | Molten Salt Thermal Storage | Molten Salt Thermal Storage | Operational | 50000 | 7.5 | 40.0831 | -6.25 | 0 | 0 | 0 | 0 | 0 | 0 | 0 | 0 | 0 | 0 | 0 | 0 | 0 | 0 | 0 | 0 | 0 | 0 | 1 | 1 | 0 | 0 | 0 | 0 | 0 | 0 | 0 | 0 | 0
Battelle Memorial Institute 5 MW / 1.25 MWh Pacific Northwest Smart Grid Demonstration | Electro-chemical | Lithium-ion Battery | Lithium-ion Battery | Operational | 5000 | 0.25 | 44.9429 | -123.04 | 0 | 0 | 0 | 0 | 0 | 0 | 1 | 1 | 0 | 0 | 0 | 0 | 0 | 0 | 1 | 0 | 0 | 0 | 1 | 1 | 0 | 0 | 0 | 0 | 0 | 0 | 0 | 0 | 0
PSU GridSTAR Microgrid Test Center | Electro-chemical | Lithium-ion Battery | Lithium-ion Battery | Operational | 250 | 0.5 | 40 | 0 | 0 | 0 | 0 | 0 | 0 | 0 | 0 | 0 | 0 | 0 | 1 | 0 | 0 | 0 | 1 | 0 | 0 | 0 | 0 | 0 | 0 | 0 | 0 | 0 | 0 | 0 | 0 | 0 | 0
Orkney Storage Park Project | Electro-chemical | Lithium-ion Battery | Lithium-ion Battery | Operational | 2000 | 0.25 | 58.9847 | -2.96 | 0 | 0 | 0 | 0 | 0 | 0 | 0 | 0 | 0 | 0 | 0 | 0 | 0 | 0 | 0 | 0 | 0 | 0 | 0 | 0 | 0 | 0 | 1 | 0 | 0 | 0 | 0 | 0 | 0
Solar Grid Storage Hackettstown | Electro-chemical | Lithium-ion Battery | Lithium-ion Battery | Operational | 250 | 0.5 | 41 | 0 | 0 | 0 | 0 | 0 | 0 | 0 | 0 | 0 | 0 | 0 | 1 | 0 | 0 | 0 | 0 | 0 | 0 | 0 | 0 | 0 | 0 | 0 | 0 | 0 | 0 | 0 | 0 | 0 | 0
Solar Grid Storage Denville | Electro-chemical | Lithium-ion Battery | Lithium-ion Battery | Operational | 250 | 0.5 | 41 | 0 | 0 | 0 | 0 | 0 | 0 | 0 | 0 | 0 | 0 | 0 | 1 | 0 | 0 | 0 | 0 | 0 | 0 | 0 | 0 | 0 | 0 | 0 | 0 | 0 | 0 | 0 | 0 | 0 | 0
Jeju SmartGrid Jocheon Substation ESS Test | Electro-chemical | Lithium-ion Battery | Lithium-ion Battery | Operational | 4000 | 2 | 33.5324 | 126.68 | 1 | 0 | 0 | 0 | 0 | 0 | 1 | 0 | 0 | 0 | 1 | 0 | 0 | 0 | 0 | 0 | 0 | 1 | 1 | 0 | 0 | 0 | 0 | 0 | 0 | 0 | 0 | 0 | 1
BC Hydro Field Battery Energy Storage | Electro-chemical | Sodium based Battery | Sodium-sulfur Battery | Operational | 1000 | 6.5 | 51.3956 | -116.49 | 0 | 0 | 0 | 0 | 0 | 0 | 1 | 1 | 0 | 0 | 0 | 0 | 0 | 0 | 0 | 0 | 0 | 0 | 0 | 0 | 0 | 0 | 0 | 0 | 0 | 0 | 0 | 0 | 0
E.ON &quot;Power to Gas&quot; Pilot Plant Falkenhagen | Hydrogen Storage | Hydrogen Storage | Hydrogen Storage | Operational | 1000 | 0 | 53 | 0 | 0 | 0 | 0 | 0 | 0 | 0 | 0 | 0 | 0 | 0 | 0 | 0 | 0 | 0 | 0 | 0 | 0 | 0 | 1 | 0 | 0 | 0 | 0 | 0 | 0 | 0 | 0 | 0 | 0
Gangneung Low Carbon Green City: Experience Center | Electro-chemical | Lithium-ion Battery | Lithium Polymer Battery | Operational | 100 | 1 | 38 | 129 | 0 | 0 | 0 | 0 | 0 | 1 | 0 | 0 | 0 | 0 | 0 | 0 | 0 | 0 | 0 | 0 | 1 | 0 | 1 | 0 | 0 | 0 | 0 | 0 | 0 | 0 | 0 | 0 | 0
Bi-directional EV Charging Stations, LA | Electro-chemical | Lithium-ion Battery | Lithium-ion Battery | Operational | 15 | 1 | 34 | -118 | 0 | 0 | 0 | 0 | 0 | 0 | 0 | 0 | 0 | 0 | 0 | 0 | 0 | 0 | 0 | 1 | 0 | 0 | 0 | 0 | 0 | 0 | 0 | 0 | 0 | 0 | 0 | 1 | 0
NRECA/CRN - Distributed Energy Storage Research Project (Great River Energy) | Thermal Storage | Heat Thermal Storage | Heat Thermal Storage | Operational | 15 | 8 | 45.0955 | -93.44 | 0 | 0 | 0 | 0 | 0 | 0 | 0 | 0 | 0 | 0 | 1 | 0 | 0 | 0 | 0 | 0 | 0 | 0 | 0 | 0 | 0 | 0 | 0 | 0 | 0 | 0 | 0 | 0 | 0
NRECA/CRN - Distributed Energy Storage Research Project (Federated) | Electro-chemical | Lead-acid Battery | Lead-acid Battery | Operational | 5 | 2 | 44 | 0 | 0 | 0 | 0 | 0 | 0 | 0 | 1 | 0 | 0 | 0 | 0 | 0 | 0 | 0 | 0 | 0 | 0 | 0 | 0 | 0 | 0 | 0 | 0 | 0 | 0 | 0 | 0 | 0 | 0
NRECA/CRN - Distributed Energy Storage Research Project (Meeker) | Electro-chemical | Lead-acid Battery | Lead-acid Battery | Operational | 5 | 2 | 45 | 0 | 0 | 0 | 0 | 0 | 0 | 0 | 1 | 0 | 0 | 0 | 0 | 0 | 0 | 0 | 0 | 0 | 0 | 0 | 0 | 0 | 0 | 0 | 0 | 0 | 0 | 0 | 0 | 0 | 0
NRECA/CRN: Distributed Energy Storage Research Project (Minnesota Valley Electric) | Electro-chemical | Lead-acid Battery | Lead-acid Battery | Operational | 32 | 2 | 44.6671 | -93.61 | 0 | 0 | 0 | 0 | 0 | 0 | 1 | 0 | 0 | 0 | 0 | 0 | 1 | 0 | 0 | 0 | 0 | 0 | 0 | 0 | 0 | 0 | 0 | 0 | 0 | 0 | 0 | 0 | 0
NRECA/CRN - Distributed Energy Storage Research Project (Wright-Hennepin) | Electro-chemical | Lead-acid Battery | Lead-acid Battery | Operational | 64 | 2 | 45.0927 | -93.75 | 0 | 0 | 0 | 0 | 0 | 0 | 1 | 0 | 0 | 0 | 0 | 0 | 1 | 0 | 0 | 0 | 0 | 0 | 0 | 0 | 0 | 0 | 0 | 0 | 0 | 0 | 0 | 0 | 0
New Belgium Brewery - City of Fort Collins Utilities | Thermal Storage | Ice Thermal Storage | Ice Thermal Storage | Operational | 135 | 6 | 41 | 0 | 0 | 0 | 0 | 0 | 1 | 0 | 1 | 0 | 0 | 0 | 0 | 0 | 0 | 0 | 0 | 0 | 0 | 0 | 0 | 0 | 0 | 0 | 0 | 0 | 0 | 0 | 0 | 0 | 0
Northern Powergrid CLNR ESS2-1 | Electro-chemical | Lithium-ion Battery | Lithium-ion Battery | Operational | 100 | 2 | 55 | 0 | 0 | 0 | 0 | 0 | 0 | 0 | 1 | 0 | 0 | 0 | 0 | 0 | 0 | 0 | 0 | 0 | 0 | 0 | 0 | 0 | 0 | 1 | 0 | 0 | 0 | 0 | 0 | 0 | 1
Northern Powergrid CLNR EES1 | Electro-chemical | Lithium-ion Battery | Lithium-ion Battery | Operational | 2500 | 2 | 54.5459 | -1.56 | 0 | 0 | 0 | 0 | 0 | 0 | 1 | 0 | 0 | 0 | 0 | 0 | 0 | 0 | 0 | 0 | 0 | 0 | 0 | 0 | 0 | 1 | 0 | 0 | 0 | 0 | 0 | 0 | 1
Northern Powergrid CLNR ESS2-2 | Electro-chemical | Lithium-ion Battery | Lithium-ion Battery | Operational | 100 | 2 | 56 | 0 | 0 | 0 | 0 | 0 | 0 | 0 | 1 | 0 | 0 | 0 | 0 | 0 | 0 | 0 | 0 | 0 | 0 | 0 | 0 | 0 | 0 | 1 | 0 | 0 | 0 | 0 | 0 | 0 | 1
Northern Powergrid CLNR ESS3-1 | Electro-chemical | Lithium-ion Battery | Lithium-ion Battery | Operational | 50 | 2 | 55 | 0 | 0 | 0 | 0 | 0 | 0 | 0 | 1 | 0 | 0 | 0 | 0 | 0 | 0 | 0 | 0 | 0 | 0 | 0 | 0 | 0 | 0 | 1 | 0 | 0 | 0 | 0 | 0 | 0 | 1
Northern Powergrid CLNR EES3-2 | Electro-chemical | Lithium-ion Battery | Lithium-ion Battery | Operational | 50 | 2 | 56 | 0 | 0 | 0 | 0 | 0 | 0 | 0 | 1 | 0 | 0 | 0 | 0 | 0 | 0 | 0 | 0 | 0 | 0 | 0 | 0 | 0 | 0 | 1 | 0 | 0 | 0 | 0 | 0 | 0 | 1
Northern Powergrid CLNR ESS3-3 | Electro-chemical | Lithium-ion Battery | Lithium-ion Battery | Operational | 50 | 2 | 53 | 0 | 0 | 0 | 0 | 0 | 0 | 0 | 0 | 0 | 0 | 0 | 0 | 0 | 0 | 0 | 0 | 0 | 0 | 0 | 1 | 1 | 0 | 1 | 0 | 0 | 1 | 0 | 0 | 0 | 0
Dynapower Headquarters - Enersys | Electro-chemical | Lead-acid Battery | Valve Regulated Lead-acid Battery | Operational | 250 | 4 | 44 | 0 | 0 | 0 | 0 | 0 | 1 | 0 | 0 | 0 | 0 | 0 | 0 | 0 | 0 | 0 | 0 | 0 | 1 | 0 | 0 | 1 | 0 | 0 | 0 | 0 | 0 | 0 | 0 | 0 | 0
Zerobase Ocean Vodka PV Microgrid | Electro-chemical | Lithium-ion Battery | Lithium Iron Phosphate Battery | Operational | 100 | 6 | 21 | -156 | 0 | 0 | 0 | 0 | 0 | 0 | 0 | 0 | 1 | 0 | 0 | 0 | 1 | 0 | 0 | 0 | 1 | 0 | 1 | 0 | 0 | 0 | 0 | 0 | 0 | 0 | 0 | 0 | 0
Konterra Realty HQ (Laurel) ESS | Electro-chemical | Lithium-ion Battery | Lithium-ion Battery | Operational | 500 | 0.6 | 39.0873 | -76.9 | 0 | 0 | 0 | 0 | 0 | 0 | 0 | 0 | 0 | 0 | 1 | 0 | 0 | 0 | 0 | 1 | 1 | 0 | 0 | 0 | 0 | 0 | 0 | 0 | 0 | 0 | 0 | 0 | 0
SCE Irvine Smart Grid Demonstration: RESU | Electro-chemical | Lithium-ion Battery | Lithium-ion Battery | Operational | 56 | 2.5 | 33.6387 | -117.84 | 0 | 0 | 0 | 0 | 0 | 1 | 0 | 0 | 0 | 0 | 0 | 0 | 1 | 0 | 0 | 0 | 1 | 0 | 1 | 0 | 0 | 0 | 0 | 0 | 0 | 0 | 0 | 0 | 0
ATK Launch Systems Microgrid EaglePicher BESS | Electro-chemical | Lead-acid Battery | Advanced Lead-acid Battery | Operational | 300 | 4 | 41.6592 | -112.44 | 0 | 0 | 0 | 0 | 0 | 0 | 1 | 0 | 0 | 0 | 0 | 0 | 0 | 0 | 0 | 0 | 0 | 0 | 0 | 1 | 0 | 0 | 0 | 0 | 0 | 0 | 0 | 0 | 0
Passivhaus 50kW/130kWh ESS | Electro-chemical | Lithium-ion Battery | Lithium Iron Phosphate Battery | Operational | 50 | 2.6 | 46.9479 | 7.44 | 0 | 0 | 0 | 0 | 1 | 0 | 0 | 0 | 0 | 0 | 0 | 0 | 0 | 0 | 0 | 1 | 1 | 0 | 0 | 0 | 0 | 0 | 0 | 0 | 0 | 0 | 0 | 0 | 0
Arenales CSP Plant | Thermal Storage | Molten Salt Thermal Storage | Molten Salt Thermal Storage | Operational | 50000 | 7 | 37.1618 | -5.54 | 0 | 0 | 0 | 0 | 0 | 0 | 0 | 0 | 0 | 0 | 0 | 0 | 0 | 0 | 0 | 0 | 1 | 0 | 1 | 1 | 0 | 0 | 0 | 0 | 0 | 0 | 0 | 0 | 0
GE Tehachapi Wind Durathon Battery Project - Invenergy | Electro-chemical | Sodium based Battery | Sodium-nickel-chloride Battery | Operational | 300 | 4 | 31.6137 | -98.57 | 0 | 0 | 0 | 0 | 0 | 0 | 0 | 0 | 0 | 0 | 1 | 0 | 0 | 0 | 0 | 0 | 0 | 0 | 1 | 1 | 0 | 0 | 0 | 0 | 0 | 0 | 0 | 0 | 0
Energy Storage Holdings - NextEra | Electro-chemical | Lithium-ion Battery | Lithium-ion Battery | Operational | 1800 | 0.5 | 39.8318 | -75.19 | 0 | 0 | 0 | 0 | 0 | 0 | 0 | 0 | 0 | 0 | 1 | 0 | 0 | 0 | 0 | 0 | 0 | 0 | 0 | 0 | 0 | 0 | 0 | 0 | 0 | 0 | 0 | 0 | 0
Tibet Ali 2MW/5.32MWh Microgrid | Electro-chemical | Lithium-ion Battery | Lithium Iron Phosphate Battery | Operational | 2000 | 2.67 | 32.5011 | 80.11 | 0 | 0 | 0 | 0 | 0 | 0 | 0 | 0 | 0 | 0 | 1 | 0 | 0 | 1 | 1 | 0 | 0 | 0 | 0 | 0 | 0 | 0 | 0 | 0 | 0 | 0 | 0 | 0 | 0
Almacena Lithium Ion Battery | Electro-chemical | Lithium-ion Battery | Lithium-ion Battery | Operational | 1000 | 3 | 37.4713 | -5.64 | 0 | 0 | 0 | 0 | 0 | 0 | 0 | 0 | 0 | 0 | 1 | 0 | 0 | 1 | 0 | 0 | 0 | 0 | 0 | 1 | 0 | 0 | 0 | 0 | 0 | 0 | 0 | 0 | 0
Casablanca Solar Power Plant | Thermal Storage | Molten Salt Thermal Storage | Molten Salt Thermal Storage | Operational | 50000 | 7.5 | 39.0346 | -5.23 | 0 | 0 | 0 | 0 | 0 | 0 | 0 | 0 | 0 | 0 | 0 | 0 | 0 | 0 | 0 | 0 | 0 | 0 | 1 | 1 | 0 | 0 | 0 | 0 | 0 | 0 | 0 | 0 | 0
Endesa: V2G | Electro-chemical | Lithium-ion Battery | Lithium-ion Battery | Operational | 80 | 1 | 36.7213 | -4.42 | 0 | 0 | 0 | 0 | 0 | 0 | 1 | 0 | 0 | 0 | 0 | 0 | 0 | 1 | 0 | 0 | 1 | 0 | 0 | 0 | 0 | 0 | 0 | 0 | 0 | 0 | 0 | 1 | 0
Fort Hunter Liggett Battery Storage Project | Electro-chemical | Lithium-ion Battery | Lithium-ion Battery | Operational | 1000 | 1 | 36.0079 | -121.24 | 0 | 0 | 0 | 0 | 0 | 1 | 0 | 0 | 0 | 0 | 1 | 0 | 0 | 0 | 0 | 1 | 1 | 0 | 1 | 0 | 0 | 0 | 0 | 0 | 0 | 0 | 0 | 0 | 0
Green Charge Networks Lithium Ion Distributed Energy Storage System at 7-Eleven | Electro-chemical | Lithium-ion Battery | Lithium-ion Battery | Operational | 100 | 1 | 41 | 0 | 0 | 0 | 0 | 0 | 1 | 0 | 1 | 0 | 0 | 0 | 0 | 0 | 0 | 0 | 0 | 0 | 0 | 0 | 0 | 0 | 0 | 0 | 0 | 0 | 0 | 0 | 0 | 0 | 0
La Guardia Airport Avis Car Rental - Green Charge Networks | Electro-chemical | Lithium-ion Battery | Lithium-ion Battery | Operational | 100 | 1.6 | 41 | 0 | 0 | 0 | 0 | 0 | 1 | 1 | 1 | 1 | 0 | 0 | 0 | 0 | 0 | 0 | 0 | 0 | 0 | 0 | 0 | 0 | 0 | 0 | 0 | 0 | 0 | 0 | 1 | 0 | 0
Vestas Lem KÃ¦r ESS Demo 400 kW | Electro-chemical | Lithium-ion Battery | Lithium-ion Battery | Operational | 400 | 0.25 | 56.0252 | 8.38 | 0 | 0 | 0 | 0 | 0 | 0 | 0 | 0 | 0 | 0 | 1 | 0 | 0 | 0 | 0 | 0 | 0 | 0 | 1 | 0 | 0 | 0 | 0 | 0 | 0 | 0 | 0 | 0 | 0
Ice Energy project at 1200 W Ogden Ave | Thermal Storage | Ice Thermal Storage | Ice Thermal Storage | Operational | 10 | 6 | 42 | 0 | 0 | 0 | 0 | 0 | 1 | 0 | 0 | 1 | 0 | 0 | 0 | 0 | 0 | 0 | 0 | 0 | 0 | 0 | 0 | 0 | 0 | 0 | 0 | 0 | 0 | 0 | 0 | 0 | 0
St Charles City Purchasing Department - Ice Energy | Thermal Storage | Ice Thermal Storage | Ice Thermal Storage | Operational | 10 | 6 | 42 | 0 | 0 | 0 | 0 | 0 | 1 | 0 | 1 | 1 | 0 | 0 | 0 | 0 | 0 | 0 | 0 | 0 | 0 | 0 | 0 | 0 | 0 | 0 | 0 | 0 | 0 | 0 | 0 | 0 | 0
Ice Energy project at 1028 Central St. | Thermal Storage | Ice Thermal Storage | Ice Thermal Storage | Operational | 10 | 6 | 42 | 0 | 0 | 0 | 0 | 0 | 1 | 0 | 0 | 1 | 0 | 0 | 0 | 0 | 0 | 0 | 0 | 0 | 0 | 0 | 0 | 0 | 0 | 0 | 0 | 0 | 0 | 0 | 0 | 0 | 0
Shakopee Public Utilities- Environmental Learning Center | Electro-chemical | Lead-acid Battery | Lead-acid Battery | Operational | 9 | 2 | 45 | 0 | 0 | 0 | 0 | 0 | 0 | 0 | 0 | 0 | 0 | 0 | 0 | 0 | 1 | 0 | 0 | 0 | 0 | 0 | 1 | 1 | 0 | 0 | 0 | 0 | 0 | 0 | 0 | 0 | 0
Ice Energy project at 7211 S. 16TH ST | Thermal Storage | Ice Thermal Storage | Ice Thermal Storage | Operational | 10 | 6 | 33 | 0 | 0 | 0 | 0 | 0 | 1 | 0 | 0 | 1 | 0 | 0 | 0 | 0 | 0 | 0 | 0 | 0 | 0 | 0 | 0 | 0 | 0 | 0 | 0 | 0 | 0 | 0 | 0 | 0 | 0
iZEUS â€“ Intelligent Zero Emission Urban System | Electro-chemical | Lithium-ion Battery | Lithium-ion Battery | De-Commissioned | 150 | 1 | 48.7433 | 9.32 | 0 | 0 | 0 | 0 | 0 | 0 | 0 | 0 | 0 | 0 | 0 | 0 | 0 | 0 | 0 | 1 | 0 | 0 | 0 | 0 | 0 | 0 | 0 | 0 | 0 | 0 | 0 | 0 | 0
UEP CCNY Demonstration | Electro-chemical | Flow Battery | Zinc-nickel Oxide Flow Battery | Operational | 100 | 2 | 41 | 0 | 0 | 0 | 0 | 0 | 1 | 0 | 0 | 0 | 0 | 0 | 0 | 0 | 0 | 0 | 0 | 0 | 0 | 0 | 0 | 0 | 0 | 0 | 0 | 0 | 0 | 0 | 0 | 0 | 0
Netlab2 Sonderbuch | Electro-chemical | Lithium-ion Battery | Lithium-ion Battery | Operational | 30 | 0.93 | 48.2308 | 9.46 | 0 | 0 | 0 | 0 | 0 | 0 | 0 | 0 | 0 | 0 | 0 | 0 | 0 | 0 | 0 | 0 | 0 | 0 | 0 | 0 | 0 | 0 | 0 | 0 | 0 | 0 | 0 | 0 | 1
Ice Energy project at 27140 Eucalyptus Ave Suite A | Thermal Storage | Ice Thermal Storage | Ice Thermal Storage | Operational | 10 | 6 | 34 | 0 | 0 | 0 | 0 | 0 | 1 | 0 | 0 | 1 | 0 | 0 | 0 | 0 | 0 | 0 | 0 | 0 | 0 | 0 | 0 | 0 | 0 | 0 | 0 | 0 | 0 | 0 | 0 | 0 | 0
Ice Energy project at 27130 Eucalyptus Ave Ste D | Thermal Storage | Ice Thermal Storage | Ice Thermal Storage | Operational | 20 | 6 | 34 | 0 | 0 | 0 | 0 | 0 | 1 | 0 | 0 | 1 | 0 | 0 | 0 | 0 | 0 | 0 | 0 | 0 | 0 | 0 | 0 | 0 | 0 | 0 | 0 | 0 | 0 | 0 | 0 | 0 | 0
Ice Energy project at 27110 Eucalyptus Ave ste E | Thermal Storage | Ice Thermal Storage | Ice Thermal Storage | Operational | 10 | 6 | 34 | 0 | 0 | 0 | 0 | 0 | 1 | 0 | 0 | 1 | 0 | 0 | 0 | 0 | 0 | 0 | 0 | 0 | 0 | 0 | 0 | 0 | 0 | 0 | 0 | 0 | 0 | 0 | 0 | 0 | 0
Ice Energy project at 27120 Eucalyptus Ave Ste B | Thermal Storage | Ice Thermal Storage | Ice Thermal Storage | Operational | 20 | 6 | 34 | 0 | 0 | 0 | 0 | 0 | 1 | 0 | 0 | 1 | 0 | 0 | 0 | 0 | 0 | 0 | 0 | 0 | 0 | 0 | 0 | 0 | 0 | 0 | 0 | 0 | 0 | 0 | 0 | 0 | 0
Kohl&#039;s Department Store - Ice Energy | Thermal Storage | Ice Thermal Storage | Ice Thermal Storage | Operational | 20 | 6 | 40.5922 | -122.35 | 0 | 0 | 0 | 0 | 1 | 0 | 0 | 1 | 0 | 0 | 0 | 0 | 0 | 0 | 0 | 0 | 0 | 0 | 0 | 0 | 0 | 0 | 0 | 0 | 0 | 0 | 0 | 0 | 0
Ice Energy project at 950 Twin View Blvd | Thermal Storage | Ice Thermal Storage | Ice Thermal Storage | Operational | 20 | 6 | 41 | 0 | 0 | 0 | 0 | 0 | 1 | 0 | 0 | 1 | 0 | 0 | 0 | 0 | 0 | 0 | 0 | 0 | 0 | 0 | 0 | 0 | 0 | 0 | 0 | 0 | 0 | 0 | 0 | 0 | 0
Ice Energy project at 1894 Churn Creek Rd | Thermal Storage | Ice Thermal Storage | Ice Thermal Storage | Operational | 120 | 6 | 41 | 0 | 0 | 0 | 0 | 0 | 1 | 0 | 0 | 1 | 0 | 0 | 0 | 0 | 0 | 0 | 0 | 0 | 0 | 0 | 0 | 0 | 0 | 0 | 0 | 0 | 0 | 0 | 0 | 0 | 0
Ice Energy project at 729 North Dalton Ave. | Thermal Storage | Ice Thermal Storage | Ice Thermal Storage | Operational | 40 | 6 | 34 | 0 | 0 | 0 | 0 | 0 | 1 | 0 | 0 | 1 | 0 | 0 | 0 | 0 | 0 | 0 | 0 | 0 | 0 | 0 | 0 | 0 | 0 | 0 | 0 | 0 | 0 | 0 | 0 | 0 | 0
San Francisco Residence - Ice Energy | Thermal Storage | Ice Thermal Storage | Ice Thermal Storage | Operational | 20 | 6 | 37.717 | -122.41 | 0 | 0 | 0 | 0 | 1 | 0 | 0 | 1 | 0 | 0 | 0 | 0 | 0 | 0 | 0 | 0 | 0 | 0 | 0 | 0 | 0 | 0 | 0 | 0 | 0 | 0 | 0 | 0 | 0
Ice Energy project at 348 Boston Post Road | Thermal Storage | Ice Thermal Storage | Ice Thermal Storage | Operational | 10 | 6 | 41 | 0 | 0 | 0 | 0 | 0 | 1 | 0 | 0 | 1 | 0 | 0 | 0 | 0 | 0 | 0 | 0 | 0 | 0 | 0 | 0 | 0 | 0 | 0 | 0 | 0 | 0 | 0 | 0 | 0 | 0
Ice Energy project at 385 Boston Post Road | Thermal Storage | Ice Thermal Storage | Ice Thermal Storage | Operational | 10 | 6 | 41 | 0 | 0 | 0 | 0 | 0 | 1 | 0 | 0 | 1 | 0 | 0 | 0 | 0 | 0 | 0 | 0 | 0 | 0 | 0 | 0 | 0 | 0 | 0 | 0 | 0 | 0 | 0 | 0 | 0 | 0
Rustenburg VRLA Project | Electro-chemical | Lead-acid Battery | Valve Regulated Lead-acid Battery | Operational | 10 | 5 | -26 | 27 | 0 | 0 | 1 | 0 | 0 | 0 | 0 | 0 | 0 | 0 | 0 | 0 | 0 | 0 | 0 | 0 | 0 | 0 | 0 | 0 | 0 | 0 | 0 | 0 | 0 | 0 | 0 | 0 | 0
Redding Subaru - Ice Energy | Thermal Storage | Ice Thermal Storage | Ice Thermal Storage | Operational | 30 | 6 | 40.5706 | -122.36 | 0 | 0 | 0 | 0 | 1 | 0 | 1 | 1 | 0 | 0 | 0 | 0 | 0 | 0 | 0 | 0 | 0 | 0 | 0 | 0 | 0 | 0 | 0 | 0 | 0 | 0 | 0 | 0 | 0
Valley Ace Hardware - Ice Energy | Thermal Storage | Ice Thermal Storage | Ice Thermal Storage | Operational | 30 | 6 | 40.5642 | -122.35 | 0 | 0 | 0 | 0 | 1 | 0 | 1 | 1 | 0 | 0 | 0 | 0 | 0 | 0 | 0 | 0 | 0 | 0 | 0 | 0 | 0 | 0 | 0 | 0 | 0 | 0 | 0 | 0 | 0
Mountain View Medical Group - Ice Energy | Thermal Storage | Ice Thermal Storage | Ice Thermal Storage | Operational | 30 | 6 | 40.58 | -122.39 | 0 | 0 | 0 | 0 | 1 | 0 | 1 | 1 | 0 | 0 | 0 | 0 | 0 | 0 | 0 | 0 | 0 | 0 | 0 | 0 | 0 | 0 | 0 | 0 | 0 | 0 | 0 | 0 | 0
Angelo&#039;s Pizza Parlor - Ice Energy | Thermal Storage | Ice Thermal Storage | Ice Thermal Storage | Operational | 20 | 6 | 40.5812 | -122.39 | 0 | 0 | 0 | 0 | 1 | 0 | 0 | 1 | 0 | 0 | 0 | 0 | 0 | 0 | 0 | 0 | 0 | 0 | 0 | 0 | 0 | 0 | 0 | 0 | 0 | 0 | 0 | 0 | 0
The Old Pine St Schoolhouse (Cheesecakes Unlimited Restaurant) - Ice Energy | Thermal Storage | Ice Thermal Storage | Ice Thermal Storage | Operational | 40 | 6 | 40.5886 | -122.39 | 0 | 0 | 0 | 0 | 1 | 0 | 1 | 1 | 0 | 0 | 0 | 0 | 0 | 0 | 0 | 0 | 0 | 0 | 0 | 0 | 0 | 0 | 0 | 0 | 0 | 0 | 0 | 0 | 0
DIY ESS - 5kWh LiFePO4 | Electro-chemical | Lithium-ion Battery | Lithium Iron Phosphate Battery | Operational | 2 | 2 | 49 | 0 | 0 | 0 | 1 | 0 | 1 | 0 | 1 | 1 | 0 | 0 | 0 | 0 | 0 | 0 | 0 | 0 | 0 | 0 | 0 | 1 | 0 | 0 | 0 | 0 | 0 | 0 | 0 | 0 | 0
SmartRegion Pellworm (Lithium-Ion) | Electro-chemical | Lithium-ion Battery | Lithium-ion Battery | Operational | 560 | 1 | 54.5235 | 8.67 | 0 | 0 | 0 | 0 | 0 | 0 | 1 | 1 | 0 | 0 | 0 | 0 | 0 | 0 | 0 | 0 | 1 | 0 | 1 | 1 | 0 | 0 | 0 | 0 | 0 | 0 | 0 | 0 | 0
SmartRegion Pellworm (Vanadium Redox Flow) | Electro-chemical | Flow Battery | Vanadium Redox Flow Battery | Operational | 200 | 8 | 54.5238 | 8.67 | 0 | 0 | 0 | 0 | 0 | 0 | 1 | 1 | 0 | 0 | 0 | 0 | 0 | 0 | 0 | 0 | 1 | 0 | 1 | 1 | 0 | 0 | 0 | 0 | 0 | 0 | 0 | 0 | 0
Wright-Hennepin Solar Community | Electro-chemical | Lead-acid Battery | Lead-acid Battery | Operational | 37 | 2 | 45.0881 | -93.72 | 0 | 0 | 0 | 0 | 1 | 0 | 0 | 0 | 0 | 0 | 0 | 0 | 0 | 0 | 0 | 0 | 0 | 0 | 1 | 1 | 0 | 0 | 0 | 0 | 0 | 0 | 0 | 0 | 0
Solana Solar Generating Plant | Thermal Storage | Molten Salt Thermal Storage | Molten Salt Thermal Storage | Operational | 280000 | 6 | 32.9184 | -112.97 | 0 | 0 | 0 | 0 | 0 | 0 | 0 | 0 | 0 | 0 | 0 | 0 | 0 | 0 | 0 | 0 | 0 | 0 | 1 | 1 | 0 | 0 | 0 | 0 | 0 | 0 | 0 | 0 | 0
SustainX Inc Isothermal Compressed Air Energy Storage - 1.5MW pilot system in Seabrook, New Hampshire | Electro-mechanical | Compressed Air Energy Storage | Compressed Air Energy Storage | Operational | 1500 | 1 | 42.9007 | -70.8816 | 0 | 0 | 0 | 0 | 0 | 0 | 0 | 0 | 0 | 0 | 0 | 0 | 0 | 0 | 0 | 0 | 0 | 1 | 1 | 1 | 0 | 0 | 1 | 0 | 0 | 0 | 0 | 0 | 0
SkyGrid Energy | Electro-chemical | Lithium-ion Battery | Lithium Ion Titanate Battery | Operational | 100 | 0.25 | 20 | 0 | 0 | 0 | 1 | 1 | 0 | 1 | 0 | 1 | 0 | 0 | 0 | 0 | 0 | 0 | 0 | 1 | 0 | 0 | 0 | 0 | 0 | 0 | 0 | 0 | 0 | 0 | 0 | 0 | 0
GM E-Motor Charging Station &amp; Microgrid | Electro-chemical | Lithium-ion Battery | Lithium-ion Battery | Operational | 30 | 1 | 39 | -76 | 0 | 0 | 0 | 0 | 0 | 0 | 0 | 0 | 0 | 0 | 1 | 0 | 0 | 0 | 0 | 0 | 0 | 0 | 0 | 0 | 0 | 0 | 0 | 0 | 0 | 0 | 0 | 1 | 0
Wilson Creek Winery - Ice Energy | Thermal Storage | Ice Thermal Storage | Ice Thermal Storage | Operational | 210 | 6 | 33.5478 | -117.05 | 0 | 0 | 0 | 0 | 1 | 0 | 1 | 1 | 0 | 0 | 0 | 0 | 0 | 0 | 0 | 0 | 0 | 0 | 0 | 0 | 0 | 0 | 0 | 0 | 0 | 0 | 0 | 0 | 0
PVCROPS Evora Demonstration Flow Battery Project | Electro-chemical | Flow Battery | Vanadium Redox Flow Battery | Operational | 5 | 12 | 39 | -8 | 0 | 0 | 0 | 0 | 0 | 0 | 0 | 0 | 0 | 0 | 0 | 0 | 0 | 0 | 0 | 0 | 0 | 0 | 1 | 1 | 0 | 0 | 0 | 0 | 0 | 0 | 0 | 0 | 0
Portland Maine ATLAS (Aggregated Transactive Load Asset) - VCharge, Inc. | Thermal Storage | Heat Thermal Storage | Heat Thermal Storage | Operational | 300 | 5 | 44 | -70 | 0 | 0 | 0 | 0 | 0 | 0 | 1 | 0 | 0 | 0 | 1 | 0 | 1 | 0 | 0 | 0 | 0 | 0 | 0 | 1 | 0 | 0 | 0 | 0 | 0 | 0 | 0 | 0 | 0
Ice Energy project at 20th Street West | Thermal Storage | Ice Thermal Storage | Ice Thermal Storage | Operational | 10 | 6 | 35 | 0 | 0 | 0 | 0 | 0 | 1 | 0 | 0 | 1 | 0 | 0 | 0 | 0 | 0 | 0 | 0 | 0 | 0 | 0 | 0 | 0 | 0 | 0 | 0 | 0 | 0 | 0 | 0 | 0 | 0
Ice Energy project at 33317 Santiago Road | Thermal Storage | Ice Thermal Storage | Ice Thermal Storage | Operational | 10 | 6 | 34 | 0 | 0 | 0 | 0 | 0 | 1 | 0 | 0 | 1 | 0 | 0 | 0 | 0 | 0 | 0 | 0 | 0 | 0 | 0 | 0 | 0 | 0 | 0 | 0 | 0 | 0 | 0 | 0 | 0 | 0
Ice Energy project at 1228 West Ave I | Thermal Storage | Ice Thermal Storage | Ice Thermal Storage | Operational | 10 | 6 | 35 | 0 | 0 | 0 | 0 | 0 | 1 | 0 | 0 | 1 | 0 | 0 | 0 | 0 | 0 | 0 | 0 | 0 | 0 | 0 | 0 | 0 | 0 | 0 | 0 | 0 | 0 | 0 | 0 | 0 | 0
Endesa STORE: La Gomera Project - Flywheel With Total Installed Capacity of 0.5MW/18MWs | Electro-mechanical | Flywheel | Flywheel | Operational | 500 | 0 | 28.0272 | -17.2007 | 0 | 0 | 0 | 0 | 0 | 0 | 0 | 0 | 0 | 1 | 1 | 0 | 0 | 0 | 0 | 0 | 0 | 0 | 0 | 0 | 0 | 0 | 0 | 0 | 0 | 0 | 0 | 0 | 0
29 Palms Durathon Battery Project | Electro-chemical | Sodium based Battery | Sodium-nickel-chloride Battery | Operational | 500 | 2 | 33.8303 | -116.55 | 1 | 0 | 0 | 0 | 0 | 0 | 1 | 0 | 0 | 0 | 0 | 0 | 0 | 0 | 1 | 1 | 0 | 0 | 0 | 0 | 0 | 0 | 0 | 0 | 0 | 0 | 0 | 0 | 0
Ray Power Systems Beijing Frequency Regulation Project | Electro-chemical | Lithium-ion Battery | Lithium-ion Battery | Operational | 2000 | 0.25 | 39.9043 | 116.41 | 0 | 0 | 0 | 0 | 0 | 0 | 0 | 0 | 0 | 0 | 1 | 0 | 0 | 0 | 0 | 0 | 0 | 0 | 0 | 0 | 0 | 0 | 0 | 0 | 0 | 0 | 0 | 0 | 0
Allegheny Power Demonstration Project (RDSI) - West Virginia Super Circuit | Electro-chemical | Lithium-ion Battery | Lithium-ion Battery | Operational | 24 | 2 | 39.6295 | -79.96 | 0 | 0 | 0 | 0 | 0 | 1 | 1 | 0 | 0 | 0 | 0 | 1 | 0 | 0 | 0 | 0 | 0 | 0 | 1 | 0 | 0 | 0 | 0 | 0 | 0 | 0 | 0 | 0 | 1
World Journal Stem PowerStore System | Electro-chemical | Lithium-ion Battery | Lithium-ion Battery | Operational | 36 | 0 | 38 | -122 | 0 | 0 | 0 | 0 | 1 | 0 | 0 | 0 | 0 | 0 | 0 | 0 | 0 | 0 | 0 | 0 | 0 | 0 | 0 | 0 | 0 | 0 | 0 | 0 | 0 | 0 | 0 | 0 | 0
Bucknell University Thermal Energy Storage | Thermal Storage | Chilled Water Thermal Storage | Chilled Water Thermal Storage | Operational | 1000 | 8 | 40.9645 | -76.88 | 0 | 0 | 0 | 0 | 1 | 0 | 1 | 0 | 0 | 0 | 0 | 0 | 0 | 0 | 0 | 0 | 0 | 0 | 0 | 0 | 0 | 0 | 0 | 0 | 0 | 0 | 0 | 0 | 0
Sandia National Solar Thermal Test Facility Molten Salt Loop | Thermal Storage | Molten Salt Thermal Storage | Molten Salt Thermal Storage | Operational | 1400 | 0 | 34.9635 | -106.51 | 0 | 0 | 0 | 0 | 0 | 0 | 0 | 0 | 0 | 0 | 0 | 0 | 0 | 0 | 0 | 0 | 1 | 0 | 0 | 1 | 0 | 0 | 0 | 0 | 0 | 0 | 0 | 0 | 0
Reisseck II Pumped Storage Power Plant | Pumped Hydro Storage | Open-loop Pumped Hydro Storage | Open-loop Pumped Hydro Storage | Operational | 430000 | 0 | 47.0792 | 13.34 | 0 | 0 | 0 | 0 | 0 | 0 | 1 | 1 | 0 | 0 | 0 | 0 | 0 | 0 | 0 | 0 | 0 | 0 | 0 | 0 | 0 | 0 | 0 | 0 | 0 | 0 | 0 | 0 | 0
15 MW Energy Storage at Volklingen-Fenne Cogeneration Plant - STEAG GmbH | Electro-chemical | Lithium-ion Battery | Lithium-ion Battery | Contracted | 15000 | 1.5 | 49.249 | 6.88 | 0 | 0 | 0 | 0 | 0 | 0 | 0 | 0 | 0 | 0 | 1 | 0 | 0 | 0 | 0 | 0 | 0 | 0 | 0 | 0 | 0 | 0 | 0 | 0 | 0 | 0 | 0 | 0 | 0
1 MW LESSY Volklingen-Fenne Power Plant - STEAG | Electro-chemical | Electro-chemical | Lithium-ion Battery | Operational | 1000 | 0.7 | 49.2556 | 6.86 | 0 | 0 | 0 | 0 | 0 | 0 | 0 | 0 | 0 | 0 | 1 | 0 | 0 | 0 | 0 | 0 | 0 | 0 | 0 | 0 | 0 | 0 | 0 | 0 | 0 | 0 | 0 | 0 | 0
Sumitomo EV Battery | Electro-chemical | Lithium-ion Battery | Lithium-ion Battery | Operational | 600 | 0.67 | 34.6937 | 135.5 | 0 | 0 | 0 | 0 | 0 | 0 | 1 | 0 | 0 | 0 | 0 | 0 | 0 | 0 | 0 | 0 | 0 | 0 | 0 | 0 | 0 | 0 | 0 | 0 | 0 | 0 | 0 | 0 | 0
UCSD BMW 2nd Life EV Energy Storage System | Electro-chemical | Lithium-ion Battery | Lithium-ion Battery | Operational | 108 | 1.67 | 32.8769 | -117.24 | 0 | 0 | 0 | 0 | 0 | 1 | 0 | 0 | 1 | 0 | 0 | 1 | 0 | 0 | 0 | 0 | 1 | 0 | 0 | 0 | 0 | 0 | 0 | 0 | 0 | 0 | 0 | 0 | 0
NEC 500kW/125kWh GSS- Hangzhou China | Electro-chemical | Lithium-ion Battery | Lithium-ion Battery | Operational | 500 | 0.25 | 30.5483 | 119.77 | 0 | 0 | 0 | 0 | 0 | 0 | 0 | 0 | 0 | 0 | 0 | 0 | 0 | 0 | 1 | 0 | 1 | 0 | 0 | 0 | 0 | 0 | 0 | 0 | 1 | 1 | 0 | 0 | 0
St. Petersburg Solar Parks Project - EnSync Energy (formerly ZBB) | Electro-chemical | Flow Battery | Zinc Bromine Flow Battery | Operational | 25 | 2 | 28 | -83 | 0 | 0 | 0 | 0 | 0 | 1 | 0 | 0 | 0 | 0 | 0 | 0 | 0 | 0 | 0 | 0 | 0 | 0 | 1 | 0 | 0 | 0 | 0 | 0 | 0 | 0 | 0 | 0 | 0
CERTS Test Bed ESS | Electro-chemical | Lithium-ion Battery | Lithium-ion Battery | Operational | 100 | 0 | 40 | -83 | 0 | 0 | 0 | 0 | 0 | 0 | 0 | 0 | 0 | 0 | 0 | 0 | 0 | 0 | 0 | 1 | 0 | 0 | 0 | 0 | 0 | 0 | 0 | 0 | 0 | 0 | 0 | 0 | 0
Smart Operator Kisselbach Pb | Electro-chemical | Lead-acid Battery | Lead-acid Battery | Operational | 75 | 2 | 50 | 8 | 0 | 0 | 0 | 0 | 0 | 0 | 1 | 0 | 0 | 0 | 0 | 0 | 0 | 0 | 0 | 0 | 0 | 0 | 0 | 1 | 0 | 1 | 0 | 0 | 0 | 0 | 0 | 0 | 0
Walgreens - Green Charge Network | Electro-chemical | Lithium-ion Battery | Lithium-ion Battery | Operational | 27 | 2.37 | 41 | -74 | 0 | 0 | 0 | 0 | 1 | 1 | 0 | 0 | 0 | 0 | 0 | 0 | 0 | 0 | 0 | 0 | 0 | 0 | 0 | 0 | 0 | 0 | 0 | 0 | 0 | 0 | 0 | 0 | 0
49er Stadium Green Charge Networks GreenStation | Electro-chemical | Lithium-ion Battery | Lithium-ion Battery | Operational | 30 | 1 | 37 | 0 | 0 | 0 | 0 | 0 | 1 | 0 | 1 | 0 | 0 | 0 | 0 | 0 | 0 | 0 | 0 | 0 | 0 | 0 | 0 | 0 | 0 | 0 | 0 | 0 | 0 | 0 | 0 | 0 | 0
Redwood City Public Library Green Charge Networks Greenstation | Electro-chemical | Lithium-ion Battery | Lithium-ion Battery | Operational | 30 | 1 | 38 | 0 | 0 | 0 | 0 | 0 | 1 | 0 | 0 | 0 | 0 | 0 | 0 | 0 | 0 | 0 | 0 | 0 | 0 | 0 | 0 | 0 | 0 | 0 | 0 | 0 | 0 | 0 | 0 | 1 | 0
SDG&amp;E Julian - S&amp;C / Kokam | Electro-chemical | Lithium-ion Battery | Lithium-ion Battery | Operational | 1000 | 2.3 | 33.0787 | -116.6 | 0 | 0 | 0 | 0 | 0 | 0 | 0 | 0 | 0 | 0 | 0 | 0 | 0 | 0 | 1 | 0 | 0 | 0 | 0 | 0 | 0 | 1 | 0 | 0 | 0 | 0 | 0 | 0 | 0
SDG&amp;E Carmel Valley - Saft / ABB | Electro-chemical | Lithium-ion Battery | Lithium-ion Battery | Operational | 1000 | 3 | 32.9437 | -117.21 | 0 | 0 | 0 | 0 | 0 | 0 | 0 | 0 | 0 | 0 | 0 | 1 | 0 | 0 | 1 | 0 | 0 | 0 | 0 | 0 | 0 | 0 | 0 | 0 | 0 | 0 | 0 | 0 | 0
Goldthwaite Storage-Invenergy | Electro-chemical | Sodium based Battery | Sodium-nickel-chloride Battery | Operational | 600 | 2 | 31.4499 | -98.57 | 0 | 0 | 0 | 0 | 0 | 0 | 0 | 0 | 0 | 0 | 1 | 0 | 0 | 0 | 0 | 0 | 1 | 1 | 0 | 0 | 0 | 0 | 0 | 0 | 0 | 0 | 0 | 0 | 0
Eumseong ESS Project - Korea Institute of Energy Technology Evaluation and Planning | Electro-chemical | Lithium-ion Battery | Lithium Polymer Battery | Operational | 1000 | 1 | 36.9397 | 127.69 | 0 | 0 | 0 | 0 | 1 | 0 | 0 | 0 | 0 | 0 | 0 | 0 | 0 | 0 | 0 | 0 | 0 | 0 | 0 | 0 | 0 | 0 | 0 | 0 | 0 | 0 | 0 | 0 | 0
CSU Fullerton Greenstation - Green Charge Networks | Electro-chemical | Lithium-ion Battery | Lithium-ion Battery | Operational | 480 | 1 | 33.8801 | -117.89 | 0 | 0 | 0 | 0 | 0 | 1 | 1 | 0 | 0 | 0 | 0 | 1 | 0 | 0 | 0 | 0 | 0 | 0 | 0 | 0 | 0 | 0 | 0 | 0 | 0 | 0 | 0 | 0 | 0
Carros NICE GRID Primary Substation Battery (PSB) Project | Electro-chemical | Lithium-ion Battery | Lithium-ion Battery | Operational | 1100 | 0.52 | 43.7924 | 7.19 | 0 | 0 | 0 | 0 | 0 | 0 | 0 | 0 | 0 | 0 | 0 | 0 | 0 | 0 | 0 | 0 | 0 | 0 | 0 | 0 | 0 | 1 | 0 | 0 | 0 | 0 | 0 | 0 | 0
Swiss Dual-Circuit Redox Flow Battery | Electro-chemical | Flow Battery | Vanadium Redox Flow Battery | Operational | 10 | 6 | 46 | 0 | 0 | 0 | 0 | 0 | 0 | 0 | 0 | 0 | 0 | 0 | 0 | 0 | 0 | 0 | 0 | 0 | 0 | 0 | 0 | 1 | 0 | 0 | 0 | 0 | 0 | 0 | 0 | 0 | 0
NREL American Vanadium CellCube Test Site | Electro-chemical | Flow Battery | Vanadium Redox Flow Battery | Operational | 20 | 4 | 39.7408 | -105.17 | 0 | 0 | 0 | 0 | 1 | 0 | 0 | 1 | 0 | 0 | 0 | 1 | 0 | 0 | 1 | 0 | 0 | 0 | 1 | 0 | 0 | 0 | 0 | 0 | 0 | 0 | 0 | 0 | 0
30 kW / 300 kWh DMG Mori Seiki Headquarters | Electro-chemical | Flow Battery | Vanadium Redox Flow Battery | Operational | 30 | 10 | 35.709 | 139.73 | 0 | 0 | 0 | 0 | 0 | 0 | 0 | 0 | 0 | 0 | 0 | 0 | 0 | 0 | 0 | 1 | 0 | 0 | 1 | 0 | 1 | 0 | 0 | 0 | 0 | 0 | 0 | 0 | 0
Tehachapi Wind Energy Storage Project - Southern California Edison | Electro-chemical | Lithium-ion Battery | Lithium-ion Battery | Operational | 8000 | 4 | 35.0361 | -118.28 | 0 | 0 | 0 | 0 | 0 | 0 | 0 | 1 | 0 | 0 | 0 | 0 | 0 | 0 | 0 | 0 | 0 | 0 | 1 | 0 | 0 | 0 | 1 | 0 | 0 | 0 | 1 | 0 | 1
Ait Baha Plant Thermal Storage - Airlight Energy | Thermal Storage | Heat Thermal Storage | Heat Thermal Storage | Operational | 650 | 9 | 30.2188 | -9.15 | 0 | 0 | 0 | 0 | 0 | 0 | 0 | 0 | 0 | 0 | 0 | 0 | 0 | 0 | 0 | 0 | 1 | 0 | 1 | 0 | 0 | 0 | 0 | 0 | 0 | 0 | 0 | 0 | 0
CuisinArt Resort Solar Plus Storage Microgird | Electro-chemical | Lithium-ion Battery | Lithium-ion Battery | Operational | 500 | 0.5 | 18.1759 | -63.11 | 0 | 0 | 0 | 0 | 0 | 0 | 0 | 0 | 0 | 0 | 0 | 0 | 0 | 0 | 1 | 1 | 0 | 0 | 1 | 0 | 1 | 0 | 0 | 0 | 0 | 0 | 0 | 0 | 0
Annobon Island Microgrid | Electro-chemical | Sodium based Battery | Sodium-nickel-chloride Battery | Operational | 5000 | 2 | -1.4221 | 5.62 | 0 | 0 | 0 | 0 | 0 | 0 | 0 | 0 | 0 | 0 | 0 | 1 | 1 | 0 | 1 | 0 | 0 | 0 | 0 | 0 | 0 | 0 | 0 | 0 | 0 | 0 | 0 | 0 | 0
Kyogoku Pumped Hydro Power Station (Unit 1) | Pumped Hydro Storage | Open-loop Pumped Hydro Storage | Open-loop Pumped Hydro Storage | Operational | 200000 | 0 | 42.8582 | 140.88 | 0 | 0 | 0 | 0 | 0 | 0 | 1 | 1 | 0 | 0 | 0 | 0 | 0 | 0 | 0 | 0 | 0 | 0 | 0 | 0 | 0 | 0 | 0 | 0 | 0 | 0 | 0 | 0 | 0
State of North Carolina - DN Tanks | Thermal Storage | Chilled Water Thermal Storage | Chilled Water Thermal Storage | Operational | 2590 | 8 | 35.775 | -78.64 | 0 | 0 | 0 | 0 | 0 | 0 | 1 | 0 | 0 | 0 | 0 | 1 | 0 | 0 | 0 | 0 | 0 | 0 | 0 | 0 | 0 | 0 | 0 | 0 | 0 | 0 | 0 | 0 | 0
Stored Energy Integration Facility (SEIF) | Electro-chemical | Lead-acid Battery | Lead-acid Battery | Operational | 150 | 4.5 | -32.8845 | 151.73 | 0 | 1 | 0 | 0 | 1 | 1 | 1 | 0 | 0 | 0 | 0 | 1 | 0 | 1 | 0 | 1 | 1 | 1 | 0 | 1 | 0 | 0 | 0 | 0 | 0 | 0 | 0 | 0 | 1
Lee DeKalb Energy Storage - NextEra | Electro-chemical | Lithium-ion Battery | Lithium-ion Battery | Operational | 20000 | 0.5 | 41.9295 | -88.75 | 0 | 0 | 0 | 0 | 0 | 0 | 0 | 0 | 0 | 0 | 1 | 0 | 0 | 0 | 0 | 0 | 0 | 0 | 0 | 0 | 0 | 0 | 0 | 0 | 0 | 0 | 0 | 0 | 0
Smart Operator Wincheringen Pb | Electro-chemical | Lead-acid Battery | Lead-acid Battery | Operational | 15 | 2 | 50 | 6 | 0 | 0 | 0 | 0 | 0 | 0 | 1 | 0 | 0 | 0 | 0 | 0 | 0 | 0 | 0 | 0 | 0 | 0 | 0 | 1 | 0 | 1 | 0 | 0 | 0 | 0 | 0 | 0 | 0
2.2 MW Pando Project ESS | Electro-chemical | Lithium-ion Battery | Lithium-ion Battery | Operational | 2200 | 0.5 | -10.7989 | -67 | 0 | 0 | 0 | 0 | 0 | 0 | 0 | 0 | 0 | 0 | 0 | 0 | 0 | 0 | 0 | 0 | 0 | 0 | 1 | 0 | 0 | 0 | 0 | 0 | 0 | 0 | 0 | 0 | 0
Thomastown Network 1 MW Lithium-ion Trial - AusNet Services | Electro-chemical | Lithium-ion Battery | Lithium-ion Battery | Operational | 1000 | 1 | -37.6812 | 145.01 | 0 | 0 | 0 | 0 | 0 | 0 | 1 | 0 | 0 | 0 | 0 | 1 | 0 | 0 | 1 | 0 | 0 | 0 | 0 | 0 | 0 | 1 | 0 | 0 | 0 | 0 | 0 | 0 | 1
300 kW Seoul Grand Park ESS | Electro-chemical | Lithium-ion Battery | Lithium Polymer Battery | Operational | 300 | 1 | 37.4292 | 126.99 | 0 | 0 | 0 | 0 | 1 | 0 | 1 | 0 | 0 | 0 | 0 | 0 | 0 | 0 | 0 | 0 | 0 | 0 | 0 | 0 | 0 | 0 | 0 | 0 | 0 | 0 | 0 | 0 | 0
KTX (Train station #1 and #2) - SmartGrid.or.kr | Electro-chemical | Lithium-ion Battery | Lithium Polymer Battery | Operational | 1000 | 0.52 | 37.6825 | 126.77 | 0 | 0 | 0 | 0 | 1 | 0 | 1 | 0 | 0 | 0 | 0 | 0 | 0 | 0 | 0 | 0 | 0 | 0 | 0 | 0 | 0 | 0 | 0 | 0 | 0 | 0 | 0 | 1 | 1
Daesung Energy Daegu Smart Grid Project (Cogeneration plant) - SmartGrid.or.kr &amp; Hyundai Autoever | Electro-chemical | Lithium-ion Battery | Lithium-ion Battery | Operational | 1000 | 1.5 | 35.8664 | 128.59 | 0 | 0 | 0 | 0 | 1 | 0 | 1 | 0 | 0 | 0 | 0 | 0 | 0 | 0 | 0 | 0 | 0 | 0 | 0 | 0 | 0 | 0 | 0 | 0 | 0 | 0 | 0 | 0 | 1
Iksan ESS - LG Chem | Electro-chemical | Lithium-ion Battery | Lithium Iron Phosphate Battery | Operational | 3000 | 7.67 | 35.9483 | 126.96 | 0 | 0 | 0 | 0 | 0 | 1 | 0 | 0 | 0 | 0 | 0 | 0 | 0 | 0 | 0 | 0 | 0 | 0 | 0 | 0 | 1 | 0 | 0 | 0 | 0 | 0 | 0 | 0 | 0
Small Commercial Storage: Remote Telecomunications Base Station | Electro-chemical | Electro-chemical | Hybrid Lead-acid Battery/Electro-chemical Capacitor | Operational | 20 | 1 | -34 | 0 | 0 | 0 | 0 | 0 | 0 | 0 | 1 | 0 | 1 | 0 | 0 | 0 | 0 | 1 | 1 | 0 | 0 | 0 | 0 | 0 | 0 | 0 | 0 | 0 | 0 | 0 | 0 | 0 | 0
LA Metro Wayside Flywheel Energy Storage System - 2 MW Flywheel Based Energy Storage System, | Electro-mechanical | Flywheel | Flywheel | Operational | 2000 | 0 | 34.0564 | -118.2749 | 0 | 0 | 0 | 0 | 1 | 0 | 0 | 0 | 0 | 0 | 0 | 0 | 0 | 0 | 0 | 0 | 0 | 0 | 0 | 0 | 0 | 0 | 0 | 0 | 0 | 0 | 0 | 1 | 1
GridSolar Boothbay Pilot Project: Thermal Storage (Peak Shaving) | Thermal Storage | Ice Thermal Storage | Ice Thermal Storage | Operational | 221 | 8 | 44 | 0 | 0 | 0 | 0 | 0 | 1 | 0 | 1 | 0 | 0 | 0 | 0 | 0 | 0 | 0 | 0 | 0 | 0 | 0 | 0 | 0 | 0 | 1 | 0 | 1 | 0 | 0 | 0 | 0 | 0
Blue Solutions - Bluezone Cacavelli 140kWc Solar Power Plant | Lithium Ion Battery | Lithium Polymer Battery | Lithium Polymer Battery | Operational | 90 | 4 | 6.1219 | 1.1153 | 0 | 0 | 0 | 0 | 0 | 0 | 0 | 0 | 0 | 0 | 0 | 0 | 0 | 0 | 1 | 1 | 1 | 0 | 0 | 1 | 0 | 0 | 0 | 0 | 0 | 0 | 0 | 0 | 0
LJW Solar: Small Commercial Storage: Peak Shaving And Solar Self-Consumption | Electro-chemical | Electro-chemical | Hybrid Lead-acid Battery/Electro-chemical Capacitor | Operational | 20 | 1 | -34 | 0 | 0 | 0 | 0 | 0 | 0 | 1 | 1 | 0 | 0 | 0 | 0 | 1 | 0 | 0 | 0 | 0 | 1 | 0 | 0 | 0 | 0 | 0 | 0 | 0 | 0 | 0 | 0 | 0 | 0
RES Amphora | Electro-chemical | Lithium-ion Battery | Lithium Iron Phosphate Battery | Operational | 4000 | 0.65 | 42.9551 | -81.61 | 0 | 0 | 0 | 0 | 0 | 0 | 0 | 0 | 0 | 0 | 1 | 0 | 0 | 0 | 0 | 0 | 0 | 0 | 0 | 0 | 0 | 0 | 0 | 0 | 0 | 0 | 0 | 0 | 0
South Coast Air Quality Management District - CODA BESS 1+2 | Electro-chemical | Lithium-ion Battery | Lithium Iron Phosphate Battery | Operational | 1000 | 0.5 | 34.1418 | -118 | 0 | 1 | 0 | 0 | 0 | 0 | 0 | 0 | 0 | 0 | 1 | 1 | 0 | 0 | 1 | 0 | 0 | 1 | 0 | 0 | 0 | 0 | 0 | 0 | 0 | 0 | 1 | 0 | 0
Butte College Green Charge Networks GreenStation | Electro-chemical | Lithium-ion Battery | Lithium-ion Battery | Operational | 30 | 1 | 40 | 0 | 0 | 0 | 0 | 0 | 1 | 0 | 1 | 0 | 0 | 0 | 0 | 0 | 0 | 0 | 0 | 0 | 0 | 0 | 0 | 0 | 0 | 0 | 0 | 0 | 0 | 0 | 0 | 0 | 0
Green Charge Networks (43rd Street Site 1) | Electro-chemical | Lithium-ion Battery | Lithium-ion Battery | Operational | 27 | 3.5 | 41 | 0 | 0 | 0 | 0 | 0 | 1 | 0 | 1 | 0 | 0 | 0 | 0 | 0 | 0 | 0 | 0 | 0 | 0 | 0 | 0 | 0 | 0 | 0 | 0 | 0 | 0 | 0 | 0 | 0 | 0
Green Charge Networks (43rd Street Site 2) | Electro-chemical | Lithium-ion Battery | Lithium-ion Battery | Operational | 27 | 3.5 | 41 | 0 | 0 | 0 | 0 | 0 | 1 | 0 | 1 | 0 | 0 | 0 | 0 | 0 | 0 | 0 | 0 | 0 | 0 | 0 | 0 | 0 | 0 | 0 | 0 | 0 | 0 | 0 | 0 | 0 | 0
Green Charge Networks (43rd Street Site 3) | Electro-chemical | Lithium-ion Battery | Lithium-ion Battery | Operational | 27 | 3.5 | 41 | 0 | 0 | 0 | 0 | 0 | 1 | 0 | 1 | 0 | 0 | 0 | 0 | 0 | 0 | 0 | 0 | 0 | 0 | 0 | 0 | 0 | 0 | 0 | 0 | 0 | 0 | 0 | 0 | 0 | 0
Blue Solutions - Bluezone Kaloum 140kWc Solar Power Plant | Lithium Ion Battery | Lithium Polymer Battery | Lithium Polymer Battery | Operational | 90 | 4 | 9.5171 | -13.4227 | 0 | 0 | 0 | 0 | 0 | 0 | 0 | 0 | 0 | 0 | 0 | 0 | 0 | 0 | 1 | 1 | 1 | 0 | 0 | 1 | 0 | 0 | 0 | 0 | 0 | 0 | 0 | 0 | 0
BAI Broadcast Tower, Muswellbrook, Australia | Electro-chemical | Lead-acid Battery | Valve Regulated Lead-acid Battery | Operational | 14 | 15.67 | -32 | 0 | 0 | 0 | 0 | 0 | 0 | 1 | 0 | 1 | 0 | 0 | 0 | 0 | 0 | 0 | 0 | 1 | 1 | 0 | 0 | 0 | 1 | 0 | 0 | 0 | 0 | 0 | 0 | 0 | 0
NRStor Minto Flywheel Energy Storage Project - 2 MW of Frequency Regulation Services | Electro-mechanical | Flywheel | Flywheel | Operational | 2000 | 0.25 | 43.918 | -80.8842 | 0 | 0 | 0 | 0 | 0 | 0 | 0 | 0 | 0 | 0 | 1 | 0 | 0 | 0 | 0 | 0 | 0 | 0 | 0 | 0 | 0 | 0 | 0 | 0 | 0 | 0 | 0 | 0 | 0
Beacon Power 20 MW Flywheel Frequency Regulation Plant - 200 Beacon Power Series 400 flywheels | Electro-mechanical | Flywheel | Flywheel | Operational | 20000 | 0.25 | 40.9568 | -76.0276 | 0 | 0 | 0 | 0 | 0 | 0 | 0 | 0 | 0 | 0 | 1 | 0 | 0 | 0 | 0 | 0 | 0 | 0 | 0 | 0 | 0 | 0 | 0 | 0 | 0 | 0 | 0 | 0 | 0
Mainstream Renewable Power - 2000 kW | Electro-mechanical | Flywheel | Flywheel | Operational | 2000 | 2 | 53.4129 | -8.2439 | 0 | 0 | 0 | 0 | 0 | 0 | 0 | 0 | 0 | 0 | 1 | 0 | 0 | 0 | 0 | 0 | 0 | 0 | 1 | 1 | 0 | 0 | 0 | 0 | 0 | 0 | 0 | 0 | 0
Mackerel Islands (Thevenard Island) Solar Plus Storage | Electro-chemical | Lithium-ion Battery | Lithium-ion Battery | Operational | 325 | 2 | -21.6378 | 115.11 | 0 | 0 | 0 | 0 | 0 | 0 | 0 | 0 | 0 | 0 | 0 | 0 | 0 | 0 | 0 | 1 | 1 | 0 | 0 | 1 | 0 | 0 | 0 | 0 | 0 | 0 | 0 | 0 | 0
Camp Pendleton Fractal Grid Demonstration - 30kW | Electro-mechanical | Flywheel | Flywheel | Operational | 30 | 4 | 33.4209 | -117.4321 | 0 | 0 | 0 | 0 | 0 | 0 | 0 | 0 | 0 | 0 | 0 | 1 | 0 | 1 | 1 | 0 | 0 | 0 | 1 | 0 | 0 | 0 | 0 | 0 | 0 | 0 | 0 | 0 | 0
Toronto Hydrostor UCAES Demonstration Facility - 1 MW/4 MWh Demonstration Facility | Electro-mechanical | Compressed Air Energy Storage | Compressed Air Energy Storage | Operational | 1000 | 4 | 43.5824 | -79.4168 | 0 | 0 | 0 | 0 | 0 | 0 | 0 | 0 | 0 | 0 | 0 | 0 | 0 | 0 | 0 | 0 | 0 | 0 | 1 | 1 | 0 | 0 | 0 | 0 | 0 | 0 | 0 | 0 | 0
Kazunogawa (No.4) Pump Expansion | Pumped Hydro Storage | Open-loop Pumped Hydro Storage | Open-loop Pumped Hydro Storage | Operational | 400000 | 0 | 35.6642 | 138.57 | 0 | 0 | 0 | 0 | 0 | 0 | 1 | 1 | 0 | 0 | 0 | 0 | 0 | 0 | 0 | 0 | 0 | 0 | 0 | 0 | 0 | 0 | 0 | 0 | 0 | 0 | 0 | 0 | 0
GridSolar Boothbay Pilot Project: Thermal Storage (Demand Response) | Thermal Storage | Ice Thermal Storage | Ice Thermal Storage | Operational | 29 | 3 | 44 | 0 | 0 | 0 | 0 | 0 | 1 | 0 | 1 | 0 | 0 | 0 | 0 | 0 | 0 | 0 | 0 | 0 | 0 | 0 | 0 | 0 | 0 | 1 | 0 | 1 | 0 | 0 | 0 | 0 | 0
Customer Project | Electro-chemical | Lithium-ion Battery | Lithium-ion Battery | Operational | 55 | 2 | 49 | 7 | 0 | 0 | 0 | 0 | 0 | 0 | 1 | 0 | 0 | 0 | 0 | 0 | 0 | 0 | 0 | 0 | 1 | 0 | 0 | 0 | 0 | 0 | 0 | 0 | 0 | 0 | 0 | 0 | 0
Slepe Farm: Solar + 250 kWh storage - Farm Power Apollo | Electro-chemical | Lithium-ion Battery | Lithium-ion Battery | Operational | 598 | 0.5 | 50.739 | -2.1 | 0 | 0 | 0 | 0 | 0 | 0 | 0 | 0 | 0 | 1 | 0 | 0 | 0 | 0 | 0 | 0 | 1 | 0 | 1 | 0 | 0 | 0 | 0 | 0 | 0 | 0 | 0 | 0 | 0
Smart ZAE Flywheel Project - COFELY INEO - 170kWp of Solar panels, 15kW of Wind Generation | Electro-mechanical | Flywheel | Flywheel | Operational | 100 | 1 | 43.6487 | 1.4639 | 0 | 0 | 0 | 0 | 0 | 1 | 0 | 0 | 0 | 0 | 1 | 1 | 0 | 0 | 1 | 0 | 0 | 0 | 0 | 0 | 0 | 0 | 0 | 0 | 0 | 0 | 0 | 0 | 0
Bosch Braderup ES Facility: Li-Ion Battery | Electro-chemical | Lithium-ion Battery | Lithium-ion Battery | Operational | 2000 | 1 | 54.8323 | 8.9 | 0 | 0 | 0 | 0 | 0 | 0 | 0 | 0 | 0 | 0 | 1 | 0 | 0 | 0 | 0 | 0 | 1 | 0 | 0 | 0 | 0 | 0 | 1 | 0 | 0 | 0 | 0 | 0 | 0
Monrovia South Coast Air Quality Management District BESS 3 - CODA Energy Holdings | Electro-chemical | Lithium-ion Battery | Lithium Iron Phosphate Battery | Operational | 510 | 2.7 | 34.1418 | -118 | 0 | 1 | 0 | 0 | 0 | 1 | 0 | 0 | 1 | 0 | 0 | 1 | 0 | 1 | 0 | 0 | 0 | 0 | 0 | 0 | 0 | 0 | 0 | 0 | 0 | 0 | 0 | 1 | 0
St Paul Island Wind/Diesel/Beacon Flywheel Power Plant Demonstration - TDX Power 160 kW | Electro-mechanical | Flywheel | Flywheel | Operational | 160 | 0.8 | 57.1225 | -170.2799 | 0 | 0 | 0 | 0 | 0 | 0 | 0 | 0 | 0 | 1 | 1 | 0 | 0 | 0 | 1 | 0 | 0 | 1 | 1 | 0 | 0 | 0 | 1 | 0 | 0 | 0 | 0 | 0 | 1
Smart Polygeneration Microgrid, Univeristy of Genoa | Electro-chemical | Sodium based Battery | Sodium-nickel-chloride Battery | Operational | 63 | 2.37 | 44 | 0 | 0 | 0 | 0 | 0 | 0 | 0 | 0 | 0 | 0 | 0 | 0 | 0 | 0 | 0 | 1 | 0 | 0 | 0 | 1 | 1 | 0 | 0 | 0 | 0 | 0 | 0 | 0 | 0 | 0
Smarter Network Storage | Electro-chemical | Lithium-ion Battery | Lithium-ion Battery | Operational | 6000 | 1.67 | 51.9175 | -0.65 | 0 | 0 | 0 | 0 | 0 | 0 | 1 | 0 | 1 | 0 | 1 | 0 | 0 | 0 | 0 | 0 | 0 | 0 | 0 | 0 | 0 | 1 | 0 | 0 | 0 | 0 | 0 | 0 | 1
Blue Solutions - Bluezone Dosso 70kWc Solar Power Plant | Lithium Ion Battery | Lithium Polymer Battery | Lithium Polymer Battery | Operational | 45 | 4 | 13.235 | 3.1052 | 0 | 0 | 0 | 0 | 0 | 0 | 0 | 0 | 0 | 0 | 0 | 0 | 0 | 0 | 1 | 1 | 1 | 0 | 0 | 1 | 0 | 0 | 0 | 0 | 0 | 0 | 0 | 0 | 0
Xianju (ä»™å±…) Pumped Storage Power Station | Pumped Hydro Storage | Open-loop Pumped Hydro Storage | Open-loop Pumped Hydro Storage | Operational | 1500000 | 0 | 28.8469 | 120.73 | 0 | 0 | 0 | 0 | 0 | 0 | 1 | 1 | 0 | 0 | 1 | 0 | 0 | 0 | 0 | 0 | 0 | 0 | 0 | 0 | 0 | 0 | 0 | 0 | 0 | 0 | 0 | 0 | 0
San Diego Repertory - Stem | Electro-chemical | Electro-chemical | Lithium-ion Battery | Operational | 36 | 4 | 32.7145 | -117.16 | 0 | 1 | 0 | 0 | 1 | 0 | 1 | 0 | 0 | 0 | 0 | 0 | 0 | 0 | 0 | 0 | 0 | 0 | 0 | 0 | 0 | 0 | 0 | 0 | 0 | 0 | 0 | 0 | 0
500 kW Kashiwa Smart City Hitachi Li-ion AEMS - Mitsui Fudosan Co., Ltd. | Electro-chemical | Lithium-ion Battery | Lithium-ion Battery | Operational | 500 | 7.67 | 36 | 140 | 0 | 0 | 0 | 0 | 0 | 0 | 0 | 0 | 0 | 0 | 0 | 0 | 0 | 1 | 0 | 0 | 0 | 0 | 1 | 1 | 1 | 0 | 0 | 0 | 0 | 0 | 0 | 0 | 0
Linthal 2015 (Linth-Limmern Expansion) Pumped Hydro Storage Power Plant | Pumped Hydro Storage | Open-loop Pumped Hydro Storage | Open-loop Pumped Hydro Storage | Operational | 1000000 | 0 | 46.9218 | 9 | 0 | 0 | 0 | 0 | 0 | 0 | 1 | 1 | 0 | 0 | 0 | 0 | 0 | 0 | 0 | 0 | 0 | 0 | 0 | 0 | 0 | 0 | 0 | 0 | 0 | 0 | 0 | 0 | 0
Crescent Dunes Solar Energy Project | Thermal Storage | Molten Salt Thermal Storage | Molten Salt Thermal Storage | Operational | 110000 | 10 | 38.2378 | -117.38 | 0 | 0 | 0 | 0 | 0 | 0 | 0 | 0 | 0 | 0 | 0 | 0 | 0 | 0 | 0 | 0 | 0 | 0 | 1 | 1 | 0 | 0 | 0 | 0 | 0 | 0 | 0 | 0 | 0
UCSD - Maxwell Technologies Ultracapacitor Bank | Electro-chemical | Electro-chemical Capacitor | Electro-chemical Capacitor | Operational | 28 | 0.8 | 32.8769 | -117.24 | 0 | 0 | 0 | 0 | 0 | 0 | 0 | 0 | 0 | 0 | 1 | 0 | 0 | 0 | 0 | 0 | 0 | 1 | 1 | 0 | 0 | 0 | 0 | 0 | 0 | 0 | 0 | 0 | 1
Salamonde II Pumped Hydro Station | Pumped Hydro Storage | Open-loop Pumped Hydro Storage | Open-loop Pumped Hydro Storage | Operational | 211000 | 0 | 41.69 | -8.09 | 0 | 0 | 0 | 0 | 0 | 0 | 1 | 1 | 0 | 0 | 0 | 0 | 0 | 0 | 0 | 0 | 0 | 0 | 0 | 0 | 0 | 0 | 0 | 0 | 0 | 0 | 0 | 0 | 0
Terna Storage Lab 2, Sicily (1) | Electro-chemical | Lithium-ion Battery | Lithium-ion Battery | Operational | 1000 | 0.9 | 38 | 14 | 1 | 0 | 0 | 0 | 0 | 0 | 0 | 0 | 0 | 1 | 1 | 0 | 0 | 0 | 0 | 0 | 0 | 0 | 0 | 0 | 0 | 0 | 0 | 1 | 0 | 0 | 0 | 0 | 1
Terna Storage Lab 2, Sicily (3) | Electro-chemical | Lithium-ion Battery | Lithium Ion Titanate Battery | Operational | 1000 | 1.2 | 38 | 14 | 1 | 0 | 0 | 0 | 0 | 0 | 0 | 0 | 0 | 1 | 1 | 0 | 0 | 0 | 0 | 0 | 0 | 0 | 0 | 0 | 0 | 0 | 0 | 1 | 0 | 0 | 0 | 0 | 1
Terna Storage Lab 2, Sicily (4) | Electro-chemical | Lithium-ion Battery | Lithium Iron Phosphate Battery | Operational | 1000 | 1.22 | 38 | 14 | 1 | 0 | 0 | 0 | 0 | 0 | 0 | 0 | 0 | 1 | 1 | 0 | 0 | 0 | 0 | 0 | 0 | 0 | 0 | 0 | 0 | 0 | 0 | 1 | 0 | 0 | 0 | 0 | 1
Terna Storage Lab 2, Sicily (5) | Electro-chemical | Sodium based Battery | Sodium-nickel-chloride Battery | Operational | 1200 | 3.45 | 38 | 14 | 1 | 0 | 0 | 0 | 0 | 0 | 0 | 0 | 0 | 0 | 1 | 0 | 0 | 0 | 0 | 0 | 0 | 0 | 0 | 0 | 0 | 0 | 0 | 1 | 0 | 1 | 0 | 0 | 1
Terna Storage Lab 2, Sicily (2) | Electro-chemical | Lithium-ion Battery | Lithium Nickel Cobalt Aluminum Battery | Operational | 900 | 0.63 | 38 | 0 | 1 | 0 | 0 | 0 | 0 | 0 | 0 | 0 | 0 | 1 | 1 | 0 | 0 | 0 | 0 | 0 | 0 | 0 | 0 | 0 | 0 | 0 | 0 | 1 | 0 | 0 | 0 | 0 | 1
Okinawa Battery System | Electro-chemical | Lead-acid Battery | Lead-acid Battery | Operational | 1500 | 1 | 26.3344 | 127.81 | 0 | 0 | 0 | 0 | 0 | 0 | 0 | 0 | 0 | 0 | 1 | 0 | 0 | 0 | 0 | 0 | 0 | 0 | 1 | 1 | 0 | 0 | 0 | 0 | 0 | 0 | 0 | 0 | 0
Peak Shaving Battery at BMW Technology | Electro-chemical | Lithium-ion Battery | Lithium Iron Phosphate Battery | Operational | 100 | 2.33 | 37 | 0 | 0 | 1 | 0 | 0 | 0 | 1 | 0 | 0 | 0 | 0 | 0 | 0 | 1 | 0 | 0 | 0 | 1 | 0 | 1 | 1 | 0 | 0 | 0 | 0 | 0 | 0 | 0 | 0 | 0
BJ&#039;s Wholesale Club - SolarCity / Direct Energy - (Framingham, MA) | Electro-chemical | Electro-chemical | Lithium-ion Battery | Operational | 200 | 2 | 42 | -71 | 0 | 0 | 0 | 0 | 1 | 1 | 1 | 0 | 0 | 0 | 0 | 0 | 0 | 0 | 0 | 0 | 0 | 0 | 0 | 1 | 0 | 0 | 0 | 0 | 0 | 0 | 0 | 0 | 0
Moora Moora: Residential Storage: 100% Off-grid Community | Electro-chemical | Electro-chemical | Hybrid Lead-acid Battery/Electro-chemical Capacitor | Operational | 20 | 1 | -38 | 0 | 0 | 0 | 0 | 0 | 0 | 0 | 1 | 0 | 1 | 0 | 0 | 0 | 0 | 1 | 1 | 1 | 1 | 0 | 1 | 0 | 0 | 0 | 0 | 0 | 0 | 0 | 0 | 0 | 0
GridSolar Boothbay Pilot Project: BESS | Electro-chemical | Lead-acid Battery | Valve Regulated Lead-acid Battery | Operational | 500 | 6 | 43.8993 | -69.62 | 0 | 0 | 0 | 0 | 0 | 0 | 1 | 1 | 0 | 0 | 0 | 0 | 0 | 0 | 0 | 0 | 0 | 0 | 0 | 0 | 0 | 1 | 0 | 1 | 0 | 0 | 0 | 0 | 0
Terna SANC Project (3) | Electro-chemical | Sodium based Battery | Sodium-sulfur Battery | Operational | 10800 | 8 | 41.0911 | 15.3 | 0 | 0 | 0 | 0 | 0 | 0 | 0 | 0 | 0 | 0 | 1 | 0 | 0 | 0 | 0 | 0 | 0 | 0 | 0 | 0 | 0 | 0 | 1 | 0 | 0 | 0 | 0 | 0 | 1
Terra Verde/SolarCity - Burton School District Energy Storage &amp; PV Project | Electro-chemical | Lithium-ion Battery | Lithium-ion Battery | Contracted | 360 | 2 | 36.0652 | -119.02 | 0 | 0 | 0 | 0 | 0 | 1 | 0 | 0 | 0 | 0 | 0 | 0 | 0 | 0 | 0 | 0 | 1 | 0 | 1 | 0 | 0 | 0 | 0 | 0 | 0 | 0 | 0 | 0 | 0
Natural Energy Laboratory of Hawaii Authority (NELHA) - Aquion Energy | Electro-chemical | Sodium based Battery | Sodium-ion Battery | Operational | 10 | 2.17 | 20 | 0 | 0 | 0 | 0 | 0 | 0 | 0 | 0 | 0 | 0 | 0 | 0 | 0 | 0 | 0 | 1 | 0 | 0 | 0 | 1 | 0 | 0 | 0 | 0 | 0 | 0 | 0 | 0 | 0 | 0
FerroSmartGrid - Recuperation/Interoperability Node | Electro-chemical | Electro-chemical Capacitor | Electro-chemical Capacitor | Operational | 50 | 0.2 | 36.7086 | -4.44 | 0 | 0 | 0 | 0 | 0 | 0 | 0 | 0 | 0 | 0 | 0 | 0 | 0 | 0 | 1 | 1 | 1 | 0 | 1 | 0 | 0 | 0 | 0 | 0 | 0 | 0 | 0 | 1 | 1
LIRR Malverne WESS: Ioxus | Electro-chemical | Electro-chemical Capacitor | Electro-chemical Capacitor | Operational | 1000 | 0.2 | 40.6754 | -73.67 | 0 | 0 | 0 | 0 | 0 | 0 | 0 | 0 | 0 | 0 | 0 | 0 | 0 | 0 | 0 | 0 | 0 | 0 | 0 | 0 | 0 | 0 | 0 | 0 | 0 | 0 | 0 | 1 | 1
Saft 232 kWh BESS Arctic Circle | Electro-chemical | Lithium-ion Battery | Lithium-ion Battery | Operational | 1100 | 0.22 | 67.0386 | -126.09 | 0 | 0 | 0 | 0 | 0 | 0 | 0 | 0 | 0 | 0 | 0 | 1 | 0 | 0 | 1 | 0 | 0 | 0 | 1 | 1 | 0 | 0 | 0 | 0 | 0 | 0 | 0 | 0 | 1
Powertree Services San Francisco One | Electro-chemical | Lithium-ion Battery | Lithium Iron Phosphate Battery | Operational | 3264 | 1.8 | 37.7749 | -122.42 | 0 | 0 | 0 | 0 | 0 | 0 | 0 | 0 | 0 | 0 | 1 | 1 | 0 | 0 | 0 | 0 | 1 | 0 | 0 | 0 | 0 | 0 | 0 | 0 | 0 | 0 | 0 | 1 | 0
SCE Irvine Smart Grid Demonstration: Containerized Distributed Storage Unit | Electro-chemical | Lithium-ion Battery | Lithium-ion Battery | Operational | 2000 | 0.25 | 33.6589 | -117.83 | 0 | 0 | 0 | 0 | 0 | 0 | 1 | 0 | 0 | 0 | 0 | 0 | 0 | 0 | 0 | 0 | 0 | 0 | 0 | 0 | 0 | 0 | 0 | 0 | 0 | 0 | 0 | 0 | 0
Cedarvale: Small Commercial Storage: Health Retreat, Kangaroo Valley | Electro-chemical | Electro-chemical | Hybrid Lead-acid Battery/Electro-chemical Capacitor | Operational | 20 | 1 | -35 | 0 | 0 | 0 | 0 | 0 | 0 | 0 | 1 | 0 | 1 | 0 | 0 | 0 | 0 | 1 | 1 | 1 | 1 | 0 | 1 | 0 | 0 | 0 | 0 | 0 | 0 | 0 | 0 | 0 | 1
Shin-Yongin Substation ESS Pilot Project - 24 MW ESS - KEPCO / Samsung SDI | Electro-chemical | Lithium-ion Battery | Lithium-ion Battery | Operational | 24000 | 0.5 | 37.2437 | 127.15 | 0 | 0 | 0 | 0 | 0 | 0 | 0 | 0 | 0 | 0 | 1 | 0 | 0 | 0 | 0 | 0 | 0 | 0 | 0 | 0 | 0 | 0 | 1 | 0 | 0 | 0 | 0 | 0 | 1
Jake Energy Storage Center: RES Americas | Electro-chemical | Lithium-ion Battery | Lithium Iron Phosphate Battery | Operational | 19800 | 2.53 | 41.4877 | -88.1 | 0 | 0 | 0 | 0 | 0 | 0 | 0 | 0 | 0 | 0 | 1 | 0 | 0 | 0 | 0 | 0 | 0 | 0 | 0 | 0 | 0 | 0 | 0 | 0 | 0 | 0 | 0 | 0 | 0
Elwood Energy Storage Center: RES Americas | Electro-chemical | Lithium-ion Battery | Lithium Iron Phosphate Battery | Operational | 19800 | 2.53 | 41.8979 | -88.22 | 0 | 0 | 0 | 0 | 0 | 0 | 0 | 0 | 0 | 0 | 1 | 0 | 0 | 0 | 0 | 0 | 0 | 0 | 0 | 0 | 0 | 0 | 0 | 0 | 0 | 0 | 0 | 0 | 0
Borehole Thermal Energy Storage - Marine Corps Logistics Base Albany | Thermal Storage | Heat Thermal Storage | Heat Thermal Storage | Operational | 0 | 0 | 32 | -84 | 0 | 0 | 0 | 0 | 0 | 0 | 0 | 0 | 0 | 0 | 0 | 0 | 0 | 0 | 0 | 1 | 0 | 0 | 0 | 0 | 0 | 0 | 0 | 0 | 0 | 0 | 0 | 0 | 0
UCSD - BYD Energy Storage System | Electro-chemical | Lithium-ion Battery | Lithium Iron Phosphate Battery | Operational | 2500 | 2 | 32.8769 | -117.24 | 0 | 0 | 0 | 0 | 0 | 1 | 0 | 0 | 0 | 0 | 0 | 0 | 0 | 0 | 0 | 0 | 1 | 0 | 0 | 0 | 0 | 0 | 0 | 0 | 0 | 0 | 0 | 0 | 0
250 kW / 1 MWh ElChe Wettringen | Electro-chemical | Lithium-ion Battery | Lithium-ion Battery | Operational | 250 | 4 | 52.2323 | 7.29 | 0 | 0 | 1 | 0 | 0 | 0 | 0 | 0 | 0 | 0 | 0 | 0 | 0 | 0 | 1 | 0 | 0 | 0 | 0 | 0 | 0 | 0 | 0 | 0 | 0 | 0 | 1 | 0 | 1
Stafford Hill Solar Farm &amp; Microgrid: Lithium Ion | Electro-chemical | Lithium-ion Battery | Lithium-ion Battery | Operational | 2000 | 0.85 | 43.6194 | -72.95 | 0 | 0 | 0 | 0 | 0 | 1 | 0 | 0 | 0 | 0 | 1 | 0 | 0 | 0 | 1 | 0 | 1 | 0 | 1 | 0 | 1 | 0 | 0 | 0 | 0 | 0 | 0 | 0 | 0
Stafford Hill Solar Farm &amp; Microgrid: Lead Acid | Electro-chemical | Lead-acid Battery | Lead-acid Battery | Operational | 2000 | 1.2 | 43.6194 | -72.95 | 0 | 0 | 0 | 0 | 0 | 1 | 0 | 0 | 0 | 0 | 0 | 0 | 0 | 0 | 1 | 0 | 1 | 0 | 1 | 0 | 1 | 0 | 0 | 0 | 0 | 0 | 0 | 0 | 0
HÃ´pital Albert Schweitzer | Electro-chemical | Lithium-ion Battery | Lithium Nickel Manganese Cobalt Battery | Operational | 200 | 1 | 19.1049 | -72.69 | 1 | 0 | 0 | 0 | 0 | 0 | 0 | 0 | 0 | 0 | 0 | 0 | 0 | 0 | 1 | 0 | 0 | 0 | 0 | 0 | 0 | 0 | 0 | 0 | 0 | 0 | 0 | 0 | 0
Anahola Solar Array and Battery - Kauai Island Utility Cooperative &amp; REC Solar | Electro-chemical | Lithium-ion Battery | Lithium-ion Battery | Operational | 6000 | 0.83 | 22.1453 | -159.32 | 0 | 0 | 0 | 0 | 0 | 0 | 0 | 0 | 0 | 0 | 1 | 0 | 0 | 0 | 0 | 0 | 1 | 0 | 1 | 0 | 0 | 0 | 0 | 0 | 0 | 0 | 0 | 0 | 1
Merchandise Mart Energy Storage - Johnson Controls | Electro-chemical | Electro-chemical | Lithium-ion Battery | Operational | 0 | 0 | 42 | -88 | 0 | 0 | 0 | 0 | 1 | 0 | 1 | 0 | 0 | 0 | 1 | 0 | 0 | 0 | 0 | 0 | 0 | 0 | 0 | 0 | 0 | 0 | 0 | 0 | 0 | 0 | 0 | 0 | 0
Kyogoku Pumped Hydro Power Station (Unit 2) | Pumped Hydro Storage | Open-loop Pumped Hydro Storage | Open-loop Pumped Hydro Storage | Operational | 200000 | 0 | 42.8582 | 140.88 | 0 | 0 | 0 | 0 | 0 | 0 | 1 | 1 | 0 | 0 | 0 | 0 | 0 | 0 | 0 | 0 | 0 | 0 | 0 | 0 | 0 | 0 | 0 | 0 | 0 | 0 | 0 | 0 | 0
HÃºsahagi Wind Farm ESS: Faroe Islands 700 kWh | Electro-chemical | Lithium-ion Battery | Lithium-ion Battery | Operational | 2300 | 0.3 | 62.0079 | -6.79 | 0 | 0 | 0 | 0 | 0 | 0 | 0 | 0 | 0 | 0 | 1 | 1 | 0 | 0 | 0 | 0 | 0 | 1 | 1 | 0 | 0 | 0 | 0 | 0 | 0 | 0 | 0 | 0 | 1
V.C. Bird International Airport of Antigua Solar/Energy Storage Project - PV Energy Ltd | Electro-chemical | Flow Battery | Vanadium Redox Flow Battery | Operational | 3000 | 4 | 17.1274 | -61.85 | 0 | 0 | 0 | 0 | 0 | 0 | 0 | 0 | 0 | 0 | 0 | 0 | 0 | 0 | 0 | 0 | 0 | 0 | 1 | 0 | 0 | 0 | 0 | 0 | 0 | 0 | 0 | 0 | 0
Meyersdale Energy Storage - NextEra | Electro-chemical | Lithium-ion Battery | Lithium-ion Battery | Operational | 18000 | 0.5 | 40.0225 | -78.93 | 0 | 0 | 0 | 0 | 0 | 0 | 0 | 0 | 0 | 0 | 1 | 0 | 0 | 0 | 0 | 0 | 0 | 0 | 0 | 0 | 0 | 0 | 0 | 0 | 0 | 0 | 0 | 0 | 0
Green Mountain Energy Storage - NextEra | Electro-chemical | Lithium-ion Battery | Lithium-ion Battery | Operational | 10400 | 1 | 40.0225 | -78.93 | 0 | 0 | 0 | 0 | 0 | 0 | 0 | 0 | 0 | 0 | 1 | 0 | 0 | 0 | 0 | 0 | 0 | 0 | 0 | 1 | 0 | 0 | 0 | 0 | 0 | 0 | 0 | 0 | 0
Veytaux (FMHL+) Pumped Hydro Storage Power Plant | Pumped Hydro Storage | Open-loop Pumped Hydro Storage | Open-loop Pumped Hydro Storage | Operational | 240000 | 0 | 46.4359 | 6.91 | 0 | 0 | 0 | 0 | 0 | 0 | 1 | 1 | 0 | 0 | 0 | 0 | 0 | 0 | 0 | 0 | 0 | 0 | 0 | 0 | 0 | 0 | 0 | 0 | 0 | 0 | 0 | 0 | 0
Kaxu Solar One | Thermal Storage | Molten Salt Thermal Storage | Molten Salt Thermal Storage | Operational | 100000 | 2.5 | -28.8803 | 19.59 | 0 | 0 | 0 | 0 | 0 | 0 | 0 | 0 | 0 | 0 | 0 | 0 | 0 | 0 | 0 | 0 | 1 | 0 | 1 | 1 | 0 | 0 | 0 | 0 | 0 | 0 | 0 | 0 | 0
Energiepark Mainz | Hydrogen Storage | Hydrogen Storage | Hydrogen Storage | Operational | 6000 | 4.33 | 49.9929 | 8.25 | 0 | 1 | 0 | 0 | 0 | 0 | 0 | 0 | 0 | 0 | 0 | 0 | 0 | 1 | 0 | 0 | 0 | 1 | 1 | 0 | 0 | 1 | 1 | 0 | 0 | 0 | 0 | 0 | 0
SmartPowerFlow Project - Gildemeister | Electro-chemical | Flow Battery | Vanadium Redox Flow Battery | De-Commissioned | 200 | 2 | 48.1005 | 10.56 | 0 | 0 | 0 | 0 | 0 | 0 | 0 | 0 | 0 | 0 | 1 | 0 | 0 | 0 | 0 | 0 | 0 | 0 | 1 | 0 | 0 | 0 | 0 | 0 | 0 | 0 | 0 | 0 | 1
30 kW Smart Storage at Baker Electric Corporate Headquarters | Electro-chemical | Lithium-ion Battery | Lithium-ion Battery | Operational | 30 | 2.67 | 33.1073 | -117.12 | 0 | 0 | 0 | 0 | 1 | 1 | 0 | 0 | 0 | 0 | 0 | 0 | 0 | 0 | 0 | 0 | 0 | 0 | 0 | 0 | 0 | 0 | 0 | 0 | 0 | 0 | 0 | 0 | 0
Blue Solutions - Bluezone Niamey 70kWc Solar Power Plant | Lithium Ion Battery | Lithium Polymer Battery | Lithium Polymer Battery | Operational | 45 | 4 | 13.296 | 2.8135 | 0 | 0 | 0 | 0 | 0 | 0 | 0 | 0 | 0 | 0 | 0 | 0 | 0 | 0 | 1 | 1 | 1 | 0 | 0 | 1 | 0 | 0 | 0 | 0 | 0 | 0 | 0 | 0 | 0
Beech Ridge Wind Storage 31.5 MW | Electro-chemical | Electro-chemical | Lithium Iron Phosphate Battery | Operational | 31500 | 0 | 37.9632 | -80.69 | 0 | 0 | 0 | 0 | 0 | 0 | 0 | 0 | 0 | 0 | 1 | 0 | 0 | 0 | 0 | 0 | 0 | 1 | 1 | 0 | 0 | 0 | 0 | 0 | 0 | 0 | 0 | 0 | 0
Izu Oshima Battery Storage System - Hitachi Chemical Company | Electro-chemical | Lithium-ion Battery | Lithium-ion Battery | Operational | 1500 | 2 | 34.7409 | 139.39 | 0 | 0 | 0 | 0 | 0 | 0 | 1 | 1 | 0 | 0 | 1 | 0 | 0 | 0 | 0 | 0 | 0 | 0 | 0 | 0 | 0 | 0 | 0 | 0 | 0 | 0 | 0 | 0 | 0
Lausanne Polytechnic School-Martigny-200kW | Electro-chemical | Flow Battery | Vanadium Redox Flow Battery | Operational | 200 | 2 | 46.105 | 7.08 | 0 | 0 | 0 | 0 | 0 | 1 | 0 | 0 | 0 | 0 | 0 | 0 | 0 | 0 | 0 | 0 | 0 | 0 | 0 | 1 | 0 | 0 | 0 | 0 | 0 | 0 | 0 | 0 | 0
Amber Kinetics Flywheel Energy Storage Demonstration - Full-scale Mechanical Flywheel Battery | Electro-mechanical | Flywheel | Flywheel | De-Commissioned | 25 | 1 | 37.7652 | -122.2416 | 0 | 0 | 0 | 0 | 0 | 0 | 1 | 0 | 0 | 0 | 0 | 0 | 0 | 0 | 0 | 0 | 0 | 0 | 0 | 0 | 0 | 0 | 0 | 0 | 0 | 0 | 0 | 0 | 0
Kodiak ABB PowerStore Flywheels for Microgrid Stability and Harbor Crane Operation - Two 1 MW ABB PowerStore Grid Stabilization | Electro-mechanical | Flywheel | Flywheel | Operational | 2000 | 0 | 57.7894 | -152.3972 | 0 | 0 | 0 | 0 | 0 | 0 | 0 | 0 | 0 | 1 | 1 | 0 | 0 | 0 | 0 | 0 | 0 | 0 | 1 | 0 | 0 | 0 | 0 | 0 | 0 | 0 | 0 | 0 | 1
Blue Solutions - Bluezone Cotonou 140kWc Solar Power Plant | Lithium Ion Battery | Lithium Polymer Battery | Lithium Polymer Battery | Operational | 90 | 4 | 6.2123 | 2.2532 | 0 | 0 | 0 | 0 | 0 | 0 | 0 | 0 | 0 | 0 | 0 | 0 | 0 | 0 | 1 | 1 | 1 | 0 | 0 | 1 | 0 | 0 | 0 | 0 | 0 | 0 | 0 | 0 | 0
HIU PV-Battery System | Electro-chemical | Lithium-ion Battery | Lithium-ion Battery | Operational | 60 | 1.27 | 48.4264 | 9.96 | 0 | 0 | 0 | 0 | 0 | 0 | 0 | 0 | 0 | 0 | 0 | 0 | 0 | 1 | 0 | 0 | 0 | 1 | 1 | 0 | 0 | 0 | 0 | 0 | 0 | 0 | 0 | 0 | 0
EDF EN Guiana, Toucan Project | Electro-chemical | Sodium based Battery | Sodium-nickel-chloride Battery | Operational | 1600 | 2.8 | 5 | -53 | 0 | 0 | 0 | 0 | 0 | 0 | 0 | 0 | 0 | 0 | 0 | 0 | 0 | 0 | 0 | 0 | 0 | 0 | 0 | 1 | 0 | 0 | 0 | 0 | 0 | 0 | 0 | 0 | 0
Oncor&#039;s System Operating Services Facility Microgrid: 200 kW Tesla Battery | Electro-chemical | Lithium-ion Battery | Lithium-ion Battery | Operational | 200 | 2 | 33 | -97 | 0 | 0 | 0 | 0 | 0 | 0 | 0 | 0 | 0 | 1 | 0 | 0 | 0 | 0 | 1 | 0 | 1 | 0 | 1 | 0 | 0 | 0 | 0 | 0 | 0 | 0 | 0 | 0 | 1
Oncor&#039;s System Operating Services Facility (SOSF) Microgrid: 25 kW S&amp;C Electric Battery | Electro-chemical | Lithium-ion Battery | Lithium-ion Battery | Operational | 25 | 1 | 33 | 0 | 0 | 0 | 0 | 0 | 0 | 0 | 0 | 0 | 0 | 1 | 0 | 0 | 0 | 0 | 1 | 0 | 1 | 0 | 1 | 0 | 0 | 0 | 0 | 0 | 0 | 0 | 0 | 0 | 1
Glasgow Electric Plant Board - Sunverge 165 Home Pilot | Electro-chemical | Lithium-ion Battery | Lithium-ion Battery | Contracted | 990 | 1.92 | 36.9959 | -85.91 | 0 | 0 | 0 | 0 | 1 | 0 | 0 | 0 | 0 | 0 | 0 | 0 | 1 | 0 | 0 | 0 | 0 | 0 | 0 | 0 | 1 | 0 | 0 | 0 | 0 | 0 | 0 | 0 | 0
Feldheim Regional Regulating Power Station (RRKW) | Electro-chemical | Lithium-ion Battery | Lithium-ion Battery | Operational | 10000 | 1 | 52.0116 | 12.82 | 0 | 0 | 0 | 0 | 0 | 0 | 0 | 0 | 0 | 0 | 1 | 0 | 0 | 0 | 0 | 0 | 0 | 0 | 1 | 0 | 0 | 0 | 0 | 0 | 0 | 1 | 0 | 0 | 0
Panasonic Eco Solutions Canada- Vaughan | Electro-chemical | Lithium-ion Battery | Lithium-ion Battery | Operational | 2 | 5 | 44 | -80 | 0 | 0 | 0 | 0 | 0 | 1 | 0 | 0 | 0 | 0 | 0 | 0 | 0 | 0 | 0 | 0 | 0 | 0 | 0 | 0 | 1 | 0 | 0 | 0 | 0 | 0 | 0 | 0 | 0
SNOPUD MESA 1a Project | Electro-chemical | Lithium-ion Battery | Lithium-ion Battery | Operational | 1000 | 0.5 | 47.9366 | -122.25 | 0 | 0 | 0 | 0 | 0 | 0 | 1 | 0 | 0 | 0 | 0 | 0 | 0 | 1 | 0 | 0 | 0 | 0 | 1 | 0 | 0 | 0 | 0 | 0 | 0 | 0 | 0 | 0 | 1
Blue Solutions - Bluezone Dixxin 140kWc Solar Power Plant | Lithium Ion Battery | Lithium Polymer Battery | Lithium Polymer Battery | Operational | 90 | 4 | 9.339 | -13.393 | 0 | 0 | 0 | 0 | 0 | 0 | 0 | 0 | 0 | 0 | 0 | 0 | 0 | 0 | 0 | 0 | 0 | 0 | 0 | 0 | 0 | 0 | 0 | 0 | 0 | 0 | 0 | 0 | 0
Blue Solutions - Bluezone Yataya 35kWc Solar Power Plant | Lithium Ion Battery | Lithium Polymer Battery | Lithium Polymer Battery | Operational | 20 | 4 | 9.3928 | -13.3552 | 0 | 0 | 0 | 0 | 0 | 0 | 0 | 0 | 0 | 0 | 0 | 0 | 0 | 0 | 0 | 0 | 0 | 0 | 0 | 0 | 0 | 0 | 0 | 0 | 0 | 0 | 0 | 0 | 0
Blue Solutions - Bluezone Kagbelen 35kWc Solar Power Plant | Lithium Ion Battery | Lithium Polymer Battery | Lithium Polymer Battery | Operational | 20 | 4 | 9.4039 | -13.3451 | 0 | 0 | 0 | 0 | 0 | 0 | 0 | 0 | 0 | 0 | 0 | 0 | 0 | 0 | 0 | 0 | 0 | 0 | 0 | 0 | 0 | 0 | 0 | 0 | 0 | 0 | 0 | 0 | 0
Blue Solutions - Bluezone Sonfonia 35kWc Solar Power Plant | Lithium Ion Battery | Lithium Polymer Battery | Lithium Polymer Battery | Operational | 20 | 4 | 9.4039 | -13.3451 | 0 | 0 | 0 | 0 | 0 | 0 | 0 | 0 | 0 | 0 | 0 | 0 | 0 | 0 | 1 | 1 | 1 | 0 | 0 | 1 | 0 | 0 | 0 | 0 | 0 | 0 | 0 | 0 | 0
JuiceBox Residential solar energy storage - AC-coupled peak-shifting and backup | Electro-chemical | Lithium-ion Battery | Lithium-ion Battery | Operational | 5 | 1.17 | 37 | 0 | 1 | 0 | 0 | 0 | 1 | 1 | 0 | 0 | 0 | 0 | 0 | 0 | 1 | 0 | 0 | 0 | 1 | 0 | 0 | 1 | 1 | 0 | 0 | 0 | 0 | 0 | 0 | 0 | 0
West-Ansung (Seo-Anseong) Substation ESS Pilot Project - 28 MW ESS - KEPCO / Kokam / LG Chem | Electro-chemical | Lithium-ion Battery | Lithium-ion Battery | Operational | 28000 | 3.2 | 37.0969 | 127.22 | 0 | 0 | 0 | 0 | 0 | 0 | 0 | 0 | 0 | 0 | 1 | 0 | 0 | 0 | 0 | 0 | 0 | 0 | 0 | 0 | 0 | 0 | 1 | 0 | 0 | 0 | 0 | 0 | 1
Bakken Hale Microgrid | Electro-chemical | Sodium based Battery | Sodium-ion Battery | Operational | 450 | 2.25 | 19.8548 | -155.92 | 0 | 0 | 0 | 0 | 0 | 0 | 0 | 0 | 0 | 0 | 0 | 0 | 0 | 0 | 1 | 1 | 1 | 0 | 0 | 0 | 1 | 0 | 0 | 0 | 0 | 0 | 0 | 0 | 0
Gardner Community Center Grid Resiliency with JuiceBox Energy Storage System | Electro-chemical | Lithium-ion Battery | Lithium-ion Battery | Operational | 6 | 1.5 | 37 | 0 | 0 | 0 | 0 | 0 | 0 | 1 | 0 | 0 | 0 | 0 | 0 | 1 | 0 | 0 | 0 | 0 | 0 | 0 | 0 | 1 | 1 | 0 | 0 | 0 | 0 | 0 | 0 | 0 | 0
Juelich DuraStor - 420 kW Fkywheel | Electro-mechanical | Flywheel | Flywheel | Operational | 420 | 0.13 | 50.9323 | 6.3782 | 0 | 0 | 0 | 0 | 0 | 0 | 1 | 0 | 0 | 0 | 1 | 0 | 0 | 0 | 0 | 0 | 0 | 0 | 0 | 0 | 0 | 0 | 0 | 0 | 0 | 0 | 0 | 0 | 0
Highview Pilot Plant - Relocated to University of Birmingham | Liquid Air Energy Storage | Compressed Air Storage | Liquid Air Energy Storage | De-Commissioned | 350 | 7 | 52.4608 | -1.91 | 0 | 0 | 0 | 0 | 0 | 0 | 1 | 0 | 0 | 0 | 0 | 0 | 0 | 0 | 0 | 0 | 0 | 0 | 0 | 0 | 0 | 0 | 0 | 0 | 0 | 0 | 0 | 0 | 0
Toronto Hydro/HydroStor 660 kW Underwater Storage | Electro-mechanical | Compressed Air Energy Storage | Electrical-mechanical | Operational | 660 | 1 | 43.6289 | -79.3944 | 0 | 0 | 0 | 0 | 0 | 0 | 1 | 0 | 0 | 0 | 1 | 0 | 0 | 0 | 0 | 0 | 0 | 0 | 0 | 0 | 0 | 0 | 0 | 0 | 0 | 0 | 0 | 0 | 0
University of Birmingham Cryogenic Energy Storage (CES) Pilot | Electro-mechanical | Liquid Air Energy Storage | Electrical-mechanical | Operational | 350 | 7 | 52.4608 | -1.915 | 0 | 0 | 0 | 0 | 0 | 0 | 1 | 0 | 0 | 0 | 0 | 0 | 0 | 0 | 0 | 0 | 0 | 0 | 0 | 0 | 0 | 0 | 0 | 0 | 0 | 0 | 0 | 0 | 0
Mike Hess Brewing- Green Charge Networks | Electro-chemical | Lithium-ion Battery | Lithium-ion Battery | Operational | 30 | 2 | 32.7477 | -117.13 | 0 | 0 | 0 | 0 | 1 | 0 | 1 | 0 | 0 | 0 | 0 | 0 | 0 | 0 | 0 | 0 | 0 | 0 | 0 | 0 | 0 | 0 | 0 | 0 | 0 | 0 | 0 | 0 | 0
DOD Marine Corps Air Station Miramar Microgrid Energy Storage System | Electro-chemical | Flow Battery | Zinc Bromine Flow Battery | Operational | 250 | 4 | 32.8701 | -117.14 | 1 | 0 | 0 | 0 | 0 | 1 | 0 | 0 | 0 | 0 | 0 | 0 | 0 | 0 | 1 | 0 | 1 | 0 | 1 | 0 | 0 | 0 | 0 | 0 | 0 | 0 | 0 | 0 | 0
Bokpoort Concentrated Solar Plant | Thermal Storage | Molten Salt Thermal Storage | Molten Salt Thermal Storage | Operational | 55000 | 9 | -28.7273 | 22 | 0 | 0 | 0 | 0 | 0 | 0 | 0 | 0 | 0 | 0 | 0 | 0 | 0 | 0 | 0 | 0 | 0 | 0 | 1 | 1 | 0 | 0 | 0 | 0 | 0 | 0 | 0 | 0 | 0
University of Queensland Gatton Campus PV Pilot Plant | Electro-chemical | Lithium-ion Battery | Lithium-ion Battery | Operational | 600 | 1.27 | -27.5374 | 152.27 | 0 | 0 | 0 | 0 | 0 | 0 | 1 | 0 | 0 | 0 | 0 | 0 | 0 | 0 | 0 | 0 | 1 | 0 | 0 | 1 | 0 | 0 | 0 | 0 | 0 | 0 | 0 | 0 | 0
500 kW / 800 kWh - Electrovaya Transportable Energy Storage | Electro-chemical | Lithium-ion Battery | Lithium-ion Battery | Contracted | 500 | 1.6 | 40.7128 | -74.01 | 0 | 0 | 0 | 0 | 0 | 0 | 0 | 0 | 0 | 0 | 0 | 0 | 0 | 0 | 0 | 1 | 0 | 0 | 0 | 0 | 1 | 0 | 0 | 0 | 0 | 0 | 1 | 0 | 0
Cypress College TES Tank | Thermal Storage | Chilled Water Thermal Storage | Chilled Water Thermal Storage | Operational | 0 | 0 | 33.8281 | -118.03 | 0 | 0 | 0 | 0 | 0 | 0 | 1 | 0 | 0 | 0 | 0 | 0 | 0 | 0 | 0 | 0 | 0 | 0 | 0 | 0 | 0 | 0 | 0 | 0 | 0 | 0 | 0 | 0 | 0
NOOR I (Ouarzazate) CSP Solar Plant | Thermal Storage | Molten Salt Thermal Storage | Molten Salt Thermal Storage | Operational | 160000 | 3 | 30.9199 | -6.89 | 0 | 0 | 0 | 0 | 0 | 0 | 0 | 0 | 0 | 0 | 0 | 0 | 0 | 0 | 0 | 0 | 0 | 0 | 1 | 1 | 0 | 0 | 0 | 0 | 0 | 0 | 0 | 0 | 0
Anchorage Area Battery Energy Storage System | Electro-chemical | Lithium-ion Battery | Lithium-ion Battery | Operational | 25000 | 0.57 | 61.2164 | -149.89 | 0 | 0 | 0 | 0 | 0 | 0 | 1 | 0 | 0 | 1 | 0 | 0 | 0 | 1 | 0 | 0 | 0 | 0 | 0 | 0 | 0 | 0 | 0 | 0 | 0 | 0 | 1 | 0 | 0
Distributed Energy Storage Systems Demonstration (Worcester, MA) - National Grid | Electro-chemical | Flow Battery | Zinc Bromine Flow Battery | Operational | 500 | 6 | 42 | -72 | 0 | 0 | 0 | 0 | 0 | 0 | 1 | 0 | 0 | 0 | 0 | 1 | 0 | 0 | 0 | 0 | 0 | 0 | 1 | 1 | 0 | 0 | 0 | 0 | 0 | 0 | 0 | 0 | 1
Synergy / EMC Alkimos Beach Community Battery Trial | Electro-chemical | Lithium-ion Battery | Lithium-ion Battery | Operational | 500 | 2.2 | -31.6172 | 115.68 | 0 | 0 | 1 | 0 | 1 | 1 | 1 | 0 | 0 | 0 | 0 | 0 | 1 | 0 | 0 | 0 | 0 | 0 | 0 | 0 | 0 | 0 | 0 | 0 | 0 | 0 | 0 | 0 | 0
Hong Kong Railway-Wayside Energy Storage 1 | Electro-chemical | Lithium-ion Battery | Lithium-ion Battery | Operational | 2000 | 0.5 | 22.2478 | 113.92 | 0 | 0 | 0 | 0 | 1 | 0 | 0 | 0 | 0 | 0 | 0 | 0 | 0 | 0 | 0 | 0 | 0 | 0 | 0 | 0 | 0 | 0 | 0 | 0 | 0 | 0 | 0 | 1 | 1
Hong Kong Railway-Wayside Energy Storage 2 | Electro-chemical | Lithium-ion Battery | Lithium-ion Battery | Operational | 2000 | 0.5 | 22.3736 | 114.12 | 0 | 0 | 0 | 0 | 1 | 0 | 0 | 0 | 0 | 0 | 0 | 0 | 0 | 0 | 0 | 0 | 0 | 0 | 0 | 0 | 0 | 0 | 0 | 0 | 0 | 0 | 0 | 1 | 1
Helen BESS - Landis+Gyr (Toshiba Group) | Electro-chemical | Lithium-ion Battery | Lithium-ion Battery | Operational | 1200 | 0.5 | 60.1699 | 24.94 | 0 | 0 | 0 | 0 | 0 | 0 | 0 | 0 | 0 | 0 | 1 | 0 | 0 | 0 | 0 | 0 | 0 | 0 | 1 | 1 | 1 | 0 | 0 | 0 | 0 | 0 | 0 | 0 | 1
Oshawa Power / Tabuchi Electric - 30 Home Solar-Plus-Storage Pilot - 5 kW / 10 kWh per home | Electro-chemical | Electro-chemical | Lithium-ion Battery | Operational | 150 | 2 | 43.8971 | -78.87 | 0 | 0 | 0 | 0 | 1 | 1 | 1 | 0 | 0 | 0 | 0 | 0 | 1 | 0 | 0 | 0 | 0 | 0 | 1 | 1 | 1 | 0 | 0 | 0 | 0 | 0 | 0 | 0 | 0
UCSD EV Smart Charging with Energy Storage | Electro-chemical | Lithium-ion Battery | Lithium-ion Battery | Operational | 60 | 1.67 | 32.8754 | -117.24 | 0 | 0 | 0 | 0 | 1 | 0 | 0 | 0 | 0 | 0 | 0 | 0 | 0 | 0 | 0 | 1 | 0 | 0 | 1 | 0 | 0 | 1 | 0 | 0 | 0 | 0 | 0 | 1 | 0
Idaho National Laboratory - ViZn | Electro-chemical | Electro-chemical | Zinc Iron Flow Battery | Contracted | 128 | 2.5 | 43.5196 | -112.05 | 0 | 0 | 0 | 0 | 0 | 0 | 0 | 0 | 0 | 0 | 0 | 0 | 0 | 0 | 1 | 0 | 0 | 0 | 0 | 0 | 0 | 0 | 0 | 0 | 0 | 0 | 0 | 0 | 0
Llo Solar Thermal Project | Thermal Storage | Heat Thermal Storage | Heat Thermal Storage | Contracted | 9000 | 1 | 42.4556 | 2.06 | 0 | 0 | 0 | 0 | 0 | 0 | 0 | 0 | 0 | 0 | 0 | 0 | 0 | 0 | 0 | 0 | 0 | 0 | 1 | 1 | 0 | 0 | 0 | 0 | 0 | 0 | 0 | 0 | 0
M5BAT (Modular Multi-Megawatt Multi-Technology Medium-Voltage Battery Storage) | Electro-chemical | Lead-acid Battery | Lead-acid Battery | De-Commissioned | 5000 | 1 | 50.7768 | 6.13 | 0 | 0 | 0 | 0 | 0 | 0 | 1 | 1 | 0 | 0 | 1 | 0 | 0 | 0 | 0 | 0 | 0 | 0 | 0 | 0 | 0 | 0 | 0 | 0 | 0 | 0 | 0 | 0 | 1
College of Marin Kentfield Campus - Tesla | Electro-chemical | Electro-chemical | Lithium-ion Battery | Operational | 2400 | 2 | 37.9556 | -122.55 | 0 | 0 | 0 | 0 | 1 | 0 | 1 | 0 | 0 | 0 | 0 | 0 | 0 | 0 | 0 | 0 | 0 | 0 | 0 | 0 | 0 | 0 | 0 | 0 | 0 | 0 | 0 | 0 | 0
Uiryeong Substation ESS - 24 MW ESS - KEPCO / LG CNS | Electro-chemical | Lithium-ion Battery | Lithium-ion Battery | Operational | 24000 | 0.25 | 0 | 0 | 0 | 0 | 0 | 0 | 0 | 0 | 0 | 0 | 0 | 0 | 1 | 0 | 0 | 0 | 0 | 0 | 0 | 0 | 0 | 0 | 0 | 0 | 1 | 0 | 0 | 0 | 0 | 0 | 1
Masinloc Coal Plant ESS - AES | Electro-chemical | Electro-chemical | Lithium-ion Battery | Operational | 10000 | 0 | 15.5082 | 119.97 | 0 | 0 | 0 | 0 | 0 | 0 | 0 | 1 | 0 | 1 | 0 | 0 | 0 | 0 | 0 | 0 | 0 | 0 | 0 | 0 | 0 | 0 | 0 | 0 | 0 | 0 | 0 | 0 | 0
Garden Island Microgrid Project | Electro-chemical | Electro-chemical | Electro-chemical | Operational | 0 | 0 | -32 | 116 | 0 | 0 | 0 | 0 | 1 | 1 | 1 | 0 | 0 | 0 | 0 | 0 | 0 | 0 | 1 | 0 | 0 | 0 | 1 | 1 | 1 | 0 | 0 | 0 | 0 | 0 | 0 | 0 | 0
Younicos-OCI Solar Power-Austin | Electro-chemical | Lithium-ion Battery | Lithium-ion Battery | Announced | 1000 | 4 | 29.4241 | -98.49 | 0 | 0 | 0 | 0 | 0 | 0 | 0 | 0 | 0 | 0 | 0 | 0 | 0 | 0 | 0 | 0 | 0 | 0 | 0 | 1 | 0 | 0 | 0 | 0 | 0 | 0 | 0 | 0 | 0
Suomenoja Power Plant - Fortum / Saft | Electro-chemical | Lithium-ion Battery | Lithium-ion Battery | Operational | 2000 | 0.5 | 60.2055 | 24.66 | 0 | 0 | 0 | 0 | 0 | 0 | 1 | 0 | 0 | 0 | 0 | 0 | 0 | 0 | 0 | 1 | 0 | 0 | 0 | 0 | 1 | 0 | 0 | 0 | 1 | 1 | 0 | 0 | 0
Blue Lake Rancheria Native American Reservation Microgrid - 950 kWh | Electro-chemical | Lithium-ion Battery | Lithium-ion Battery | Operational | 950 | 1 | 40.8829 | -123.98 | 0 | 0 | 0 | 0 | 0 | 0 | 0 | 0 | 0 | 0 | 0 | 0 | 0 | 0 | 1 | 0 | 0 | 0 | 0 | 0 | 1 | 0 | 0 | 0 | 0 | 0 | 0 | 0 | 0
Imperial Irrigation District BESS - GE | Electro-chemical | Lithium-ion Battery | Lithium-ion Battery | Operational | 30000 | 0.67 | 32.792 | -115.56 | 1 | 0 | 0 | 0 | 0 | 0 | 0 | 0 | 0 | 1 | 1 | 0 | 0 | 1 | 0 | 0 | 0 | 1 | 0 | 0 | 0 | 0 | 0 | 0 | 0 | 0 | 0 | 0 | 0
Wawona Frozen Foods - MMR Power Solutions | Electro-chemical | Electro-chemical | Electro-chemical | Operational | 250 | 2 | 36.8438 | -119.71 | 0 | 0 | 0 | 0 | 1 | 0 | 0 | 0 | 0 | 0 | 1 | 0 | 0 | 0 | 0 | 1 | 0 | 0 | 0 | 0 | 0 | 0 | 0 | 0 | 0 | 0 | 0 | 0 | 0
Snohomish PUD - MESA 2 | Electro-chemical | Flow Battery | Vanadium Redox Flow Battery | Contracted | 2000 | 4 | 47.979 | -122.2 | 0 | 0 | 0 | 0 | 0 | 0 | 1 | 0 | 0 | 0 | 0 | 0 | 0 | 0 | 0 | 0 | 0 | 0 | 0 | 0 | 0 | 0 | 0 | 0 | 0 | 0 | 0 | 0 | 0
Daimler 2nd Life Storage - The Mobility House | Electro-chemical | Electro-chemical | Lithium-ion Battery | Operational | 13000 | 1 | 51.6166 | 7.47 | 0 | 0 | 0 | 0 | 1 | 0 | 1 | 0 | 0 | 0 | 1 | 0 | 0 | 0 | 0 | 0 | 0 | 0 | 0 | 0 | 0 | 0 | 0 | 0 | 0 | 0 | 0 | 0 | 0
Distributed Energy Storage Systems Demonstration (Everett, MA) - National Grid | Electro-chemical | Flow Battery | Zinc Bromine Flow Battery | Operational | 500 | 6 | 42 | -71 | 0 | 0 | 0 | 0 | 0 | 0 | 1 | 0 | 0 | 0 | 0 | 0 | 0 | 0 | 0 | 0 | 0 | 0 | 1 | 0 | 0 | 0 | 0 | 1 | 0 | 0 | 0 | 0 | 1
California State University Long Beach Campus - AMS | Electro-chemical | Electro-chemical | Lithium-ion Battery | Operational | 1000 | 6 | 33.7831 | -118.11 | 0 | 0 | 0 | 0 | 1 | 0 | 1 | 1 | 0 | 0 | 0 | 0 | 0 | 0 | 0 | 0 | 0 | 0 | 0 | 0 | 0 | 0 | 0 | 0 | 0 | 0 | 0 | 0 | 0
Tucson Electric Power (TEP) - NextEra | Electro-chemical | Electro-chemical | Lithium Nickel Manganese Cobalt Battery | Contracted | 10000 | 0.5 | 32.2217 | -110.93 | 0 | 1 | 0 | 0 | 1 | 1 | 0 | 0 | 0 | 0 | 0 | 0 | 0 | 0 | 0 | 0 | 0 | 1 | 1 | 0 | 1 | 0 | 0 | 0 | 1 | 0 | 0 | 0 | 0
Khi Solar One Power Plant | Thermal Storage | Heat Thermal Storage | Heat Thermal Storage | Operational | 50000 | 2 | -28.4 | 21.27 | 0 | 0 | 0 | 0 | 0 | 0 | 0 | 0 | 0 | 0 | 0 | 0 | 0 | 0 | 0 | 0 | 0 | 0 | 1 | 1 | 0 | 0 | 0 | 0 | 0 | 0 | 0 | 0 | 0
Rhode Hybrid Demo Project - Hitachi Chemical | Electro-chemical | Valve Regulated Lead-acid Battery | Valve Regulated Lead-acid Battery | Operational | 240 | 0 | 53 | -7 | 0 | 0 | 0 | 0 | 0 | 0 | 1 | 0 | 0 | 0 | 0 | 0 | 0 | 0 | 0 | 0 | 0 | 0 | 0 | 0 | 0 | 0 | 0 | 0 | 0 | 0 | 0 | 0 | 0
Kyushu Electric - Buzen Substation - Mitsubishi Electric / NGK Insulators | Electro-chemical | Sodium-sulfur Battery | Sodium-sulfur Battery | Operational | 50000 | 6 | 33.6115 | 131.13 | 0 | 0 | 0 | 0 | 0 | 0 | 0 | 0 | 0 | 0 | 1 | 0 | 0 | 0 | 0 | 0 | 0 | 0 | 1 | 0 | 0 | 0 | 0 | 0 | 0 | 0 | 0 | 0 | 0
Welsh House-Tesla | Electro-chemical | Lithium-ion Battery | Lithium-ion Battery | Operational | 2 | 3.5 | 51 | -3 | 0 | 0 | 0 | 0 | 0 | 1 | 0 | 0 | 0 | 0 | 0 | 0 | 0 | 0 | 0 | 0 | 0 | 0 | 0 | 0 | 1 | 0 | 0 | 0 | 0 | 0 | 0 | 0 | 0
Pollegio-Loderio Tunnel Demonstration Plant - ALACAES - Adiabatic Compressed Air Energy Storage Concept | Electro-mechanical | Compressed Air Energy Storage | Compressed Air Energy Storage | Operational | 500 | 4 | 46.3846 | 8.9635 | 0 | 0 | 0 | 0 | 1 | 0 | 0 | 0 | 1 | 0 | 0 | 0 | 0 | 0 | 0 | 0 | 0 | 0 | 0 | 1 | 0 | 0 | 0 | 0 | 0 | 0 | 0 | 0 | 0
Village of Minster - S&amp;C Electric Company | Electro-chemical | Lithium-ion Battery | Lithium-ion Battery | Operational | 7000 | 0.42 | 40.3987 | -84.39 | 0 | 0 | 0 | 0 | 0 | 0 | 1 | 0 | 0 | 0 | 1 | 0 | 0 | 0 | 0 | 0 | 0 | 0 | 0 | 1 | 0 | 1 | 0 | 0 | 0 | 0 | 0 | 0 | 0
Sunrun&#039;s Brightbox Residential Energy Storage-Hawaii | Electro-chemical | Lithium-ion Battery | Lithium-ion Battery | Operational | 0 | 0 | 21 | -158 | 0 | 0 | 0 | 0 | 1 | 1 | 0 | 0 | 0 | 0 | 0 | 0 | 0 | 0 | 0 | 0 | 1 | 0 | 1 | 0 | 1 | 0 | 0 | 0 | 0 | 0 | 0 | 0 | 0
Shin-Gimje Substation ESS - 24 MW ESS - KEPCO / Kokam | Electro-chemical | Electro-chemical | Lithium Nickel Manganese Cobalt Battery | Operational | 24000 | 0.37 | 35.759 | 127 | 0 | 0 | 0 | 0 | 0 | 0 | 0 | 0 | 0 | 0 | 1 | 0 | 0 | 0 | 0 | 0 | 0 | 0 | 0 | 0 | 0 | 0 | 1 | 0 | 0 | 0 | 0 | 0 | 1
Horizon Energy Solar Farm Storage System - Sonnedix / Aquion Energy | Electro-chemical | Sodium-ion Battery | Sodium-ion Battery | Operational | 250 | 5 | 18 | 0 | 0 | 0 | 0 | 0 | 0 | 0 | 1 | 0 | 0 | 0 | 0 | 0 | 0 | 0 | 0 | 0 | 1 | 0 | 0 | 1 | 0 | 0 | 0 | 0 | 0 | 0 | 0 | 0 | 0
Powercor 2 MW Grid Scale Energy Storage - Kokam | Electro-chemical | Lithium-ion Battery | Lithium-ion Battery | Operational | 2000 | 1 | -37.6484 | 143.88 | 0 | 0 | 0 | 0 | 0 | 0 | 1 | 1 | 1 | 0 | 1 | 0 | 0 | 0 | 0 | 0 | 0 | 0 | 0 | 0 | 1 | 1 | 1 | 1 | 0 | 0 | 0 | 0 | 1
DeGrussa Copper Mine - juwi AG | Electro-chemical | Lithium-ion Battery | Lithium-ion Battery | Operational | 6000 | 0.33 | -26.3623 | 118.61 | 0 | 0 | 0 | 0 | 1 | 1 | 1 | 0 | 0 | 1 | 1 | 0 | 0 | 0 | 1 | 1 | 1 | 1 | 1 | 1 | 0 | 0 | 0 | 0 | 0 | 0 | 0 | 0 | 0
Bundaberg Christian College | Electro-chemical | Electro-chemical | Lead-acid Battery | Operational | 25 | 10 | -25 | 0 | 0 | 0 | 0 | 0 | 1 | 1 | 0 | 0 | 0 | 0 | 0 | 0 | 0 | 0 | 0 | 0 | 1 | 0 | 1 | 1 | 0 | 0 | 0 | 0 | 0 | 0 | 0 | 0 | 0
Alpine Energy BESS - Infratec / EMC | Electro-chemical | Electro-chemical | Lithium-ion Battery | Operational | 36 | 3.93 | -44 | 0 | 0 | 1 | 0 | 0 | 1 | 0 | 1 | 0 | 0 | 0 | 0 | 0 | 0 | 0 | 0 | 0 | 0 | 0 | 0 | 0 | 0 | 0 | 0 | 0 | 0 | 0 | 0 | 0 | 0
Loisaba Conservancy | Electro-chemical | Lithium-ion Battery | Lithium-ion Battery | Operational | 50 | 2 | 0 | 37 | 0 | 0 | 0 | 0 | 0 | 0 | 0 | 0 | 0 | 0 | 0 | 0 | 0 | 0 | 0 | 1 | 0 | 0 | 0 | 0 | 0 | 0 | 0 | 0 | 0 | 0 | 0 | 0 | 0
Diesel Generator Solar + Storage Replacement | Electro-chemical | Sodium based Battery | Sodium based Battery | Operational | 11 | 2 | 0 | 0 | 0 | 0 | 0 | 0 | 0 | 0 | 0 | 0 | 0 | 0 | 0 | 0 | 0 | 0 | 1 | 1 | 1 | 0 | 0 | 1 | 0 | 0 | 0 | 0 | 0 | 0 | 0 | 0 | 0
Clear Creek Flywheel Wind Farm Project - 10-Flywheel 5MW Installation | Electro-mechanical | Flywheel | Flywheel | Operational | 5000 | 0.1 | 42.6115 | -80.5979 | 0 | 0 | 0 | 1 | 0 | 0 | 0 | 0 | 0 | 0 | 0 | 0 | 0 | 0 | 0 | 0 | 0 | 1 | 0 | 0 | 0 | 0 | 0 | 0 | 0 | 0 | 0 | 0 | 1
Johan Cruyff ArenA Storage - The Mobility House | Electro-chemical | Lithium-ion Battery | Lithium-ion Battery | Operational | 4000 | 1 | 52.3143 | 4.94 | 0 | 1 | 0 | 0 | 0 | 0 | 0 | 0 | 0 | 0 | 1 | 1 | 0 | 0 | 0 | 1 | 0 | 0 | 0 | 1 | 1 | 0 | 0 | 0 | 0 | 0 | 0 | 0 | 0
Jemalong Solar Thermal Station - Vast Solar | Thermal Storage | Heat Thermal Storage | Heat Thermal Storage | Operational | 1100 | 3 | -33.4446 | 147.72 | 0 | 0 | 0 | 0 | 0 | 0 | 0 | 1 | 0 | 0 | 0 | 0 | 0 | 0 | 0 | 0 | 1 | 0 | 1 | 0 | 0 | 0 | 0 | 0 | 0 | 0 | 0 | 0 | 0
Nant de Drance Pumped Hydro Storage Power | Pumped Hydro Storage | Open-loop Pumped Hydro Storage | Open-loop Pumped Hydro Storage | Operational | 900000 | 0 | 46.1026 | 7.08 | 0 | 0 | 0 | 0 | 0 | 0 | 1 | 1 | 0 | 0 | 0 | 0 | 0 | 0 | 0 | 0 | 0 | 0 | 0 | 0 | 0 | 0 | 0 | 0 | 0 | 0 | 0 | 0 | 0
Panasonic Enterprise Solutions Facility (Xcel Energy Storage) | Electro-chemical | Electro-chemical | Lithium-ion Battery | Announced | 1000 | 2 | 39.7392 | -104.99 | 0 | 0 | 0 | 0 | 1 | 1 | 1 | 0 | 0 | 0 | 0 | 0 | 0 | 0 | 1 | 0 | 0 | 0 | 1 | 1 | 1 | 0 | 0 | 0 | 0 | 0 | 0 | 0 | 0
University of Arizona Science and Technology Park / TEP - E.ON | Electro-chemical | Electro-chemical | Lithium Ion Titanate Battery | Contracted | 10000 | 0.5 | 32.2217 | -110.93 | 0 | 1 | 0 | 0 | 1 | 1 | 0 | 0 | 0 | 0 | 0 | 0 | 0 | 0 | 0 | 0 | 0 | 1 | 1 | 0 | 1 | 0 | 0 | 0 | 1 | 0 | 0 | 0 | 0
Ulsan manufactoring facility VRFB Project | Electro-chemical | Vanadium Redox Flow Battery | Vanadium Redox Flow Battery | Operational | 100 | 6 | 36 | 129 | 0 | 0 | 0 | 0 | 1 | 0 | 1 | 0 | 0 | 0 | 0 | 0 | 0 | 0 | 0 | 0 | 0 | 0 | 0 | 0 | 0 | 0 | 0 | 0 | 0 | 0 | 0 | 0 | 0
California State University Chancellor&#039;s Office - AMS | Electro-chemical | Electro-chemical | Lithium-ion Battery | Operational | 250 | 6 | 34 | 0 | 0 | 0 | 0 | 0 | 1 | 0 | 1 | 1 | 0 | 0 | 0 | 0 | 0 | 0 | 0 | 0 | 0 | 0 | 0 | 0 | 0 | 0 | 0 | 0 | 0 | 0 | 0 | 0 | 0
University of St Thomas Renewable Energy Facility | Electro-chemical | Lithium-ion Battery | Electro-chemical | Operational | 250 | 8 | 45 | 0 | 0 | 0 | 0 | 0 | 0 | 0 | 0 | 0 | 0 | 0 | 0 | 1 | 0 | 0 | 0 | 0 | 0 | 0 | 0 | 0 | 0 | 0 | 0 | 0 | 0 | 0 | 0 | 0 | 0
Glendale Water and Power/Skylar Energy BESS Pilot | Electro-chemical | Electro-chemical | Lithium-ion Battery | Operational | 2000 | 0.48 | 34.1622 | -118.28 | 0 | 0 | 0 | 0 | 0 | 0 | 0 | 0 | 0 | 0 | 1 | 0 | 0 | 0 | 0 | 0 | 0 | 0 | 1 | 0 | 0 | 0 | 1 | 0 | 0 | 0 | 0 | 0 | 0
California State University Dominguez Hills Campus - AMS | Electro-chemical | Electro-chemical | Lithium-ion Battery | Contracted | 750 | 6 | 33.8625 | -118.25 | 0 | 0 | 0 | 0 | 1 | 0 | 1 | 1 | 0 | 0 | 0 | 0 | 0 | 0 | 0 | 0 | 0 | 0 | 0 | 0 | 0 | 0 | 0 | 0 | 0 | 0 | 0 | 0 | 0
Green Omni Terminal Demonstration Project | Electro-chemical | Electro-chemical | Electro-chemical | Operational | 2600 | 1 | 33.738 | -118.26 | 0 | 0 | 0 | 0 | 1 | 0 | 1 | 0 | 0 | 0 | 0 | 0 | 0 | 0 | 1 | 1 | 0 | 0 | 1 | 0 | 0 | 0 | 0 | 0 | 0 | 0 | 0 | 0 | 0
Emerald Lake State Park | Electro-chemical | Lithium-ion Battery | Lithium-ion Battery | Announced | 10 | 1 | 43.2808 | -73 | 0 | 0 | 0 | 0 | 1 | 1 | 0 | 0 | 0 | 0 | 0 | 0 | 0 | 0 | 0 | 0 | 0 | 0 | 0 | 0 | 1 | 0 | 0 | 0 | 0 | 0 | 0 | 0 | 0
TILOS (Technology Innovation for the Local Scale Optimum Integration of Battery Energy Storage) | Electro-chemical | Sodium based Battery | Sodium-nickel-chloride Battery | Contracted | 800 | 3 | 36.4231 | 27.37 | 1 | 0 | 0 | 0 | 0 | 0 | 0 | 0 | 0 | 0 | 1 | 1 | 0 | 0 | 0 | 0 | 0 | 1 | 0 | 1 | 0 | 0 | 0 | 0 | 0 | 0 | 0 | 0 | 0
15 MW Energy Storage at Herne Cogeneration Plant - STEAG GmbH | Electro-chemical | Lithium-ion Battery | Lithium-ion Battery | Contracted | 15000 | 0 | 51.5369 | 7.2 | 0 | 0 | 0 | 0 | 0 | 0 | 0 | 0 | 0 | 0 | 1 | 0 | 0 | 0 | 0 | 0 | 0 | 0 | 0 | 0 | 0 | 0 | 0 | 0 | 0 | 0 | 0 | 0 | 0
15 MW Energy Storage at Walsum Cogeneration Plant - STEAG GmbH | Electro-chemical | Lithium-ion Battery | Lithium-ion Battery | Contracted | 15000 | 1.5 | 51.5279 | 6.72 | 0 | 0 | 0 | 0 | 0 | 0 | 0 | 0 | 0 | 0 | 1 | 0 | 0 | 0 | 0 | 0 | 0 | 0 | 0 | 0 | 0 | 0 | 0 | 0 | 0 | 0 | 0 | 0 | 0
15 MW Energy Storage at Bexbach Cogeneration Plant - STEAG GmbH | Electro-chemical | Lithium-ion Battery | Lithium-ion Battery | Contracted | 15000 | 1.5 | 49.356 | 7.26 | 0 | 0 | 0 | 0 | 0 | 0 | 0 | 0 | 0 | 0 | 1 | 0 | 0 | 0 | 0 | 0 | 0 | 0 | 0 | 0 | 0 | 0 | 0 | 0 | 0 | 0 | 0 | 0 | 0
Lakeland Solar &amp; Storage Project - Conergy | Electro-chemical | Lithium-ion Battery | Lithium-ion Battery | Operational | 1400 | 3.78 | -15.9088 | 144.85 | 0 | 0 | 0 | 0 | 0 | 0 | 1 | 0 | 0 | 0 | 0 | 1 | 0 | 0 | 1 | 0 | 0 | 0 | 1 | 1 | 0 | 0 | 0 | 0 | 0 | 0 | 0 | 0 | 0
Xina Solar One Power Plant | Thermal Storage | Molten Salt Thermal Storage | Molten Salt Thermal Storage | Operational | 100000 | 5.5 | -29.1295 | 19.39 | 0 | 0 | 0 | 0 | 0 | 0 | 0 | 0 | 0 | 0 | 0 | 0 | 0 | 0 | 0 | 0 | 0 | 0 | 1 | 1 | 0 | 0 | 0 | 0 | 0 | 0 | 0 | 0 | 0
Kingfisher Project (Stage 1) | Electro-chemical | Electro-chemical | Lithium-ion Battery | Operational | 2000 | 1 | -30.5621 | 136.9 | 0 | 0 | 0 | 0 | 0 | 0 | 0 | 0 | 0 | 0 | 0 | 0 | 0 | 0 | 0 | 0 | 0 | 0 | 1 | 1 | 0 | 0 | 0 | 0 | 0 | 0 | 0 | 0 | 0
HyBalance - Air Liquide Advanced Business | Hydrogen Storage | Hydrogen Storage | Hydrogen Storage | Operational | 1250 | 0 | 56.6296 | 9.82 | 0 | 0 | 0 | 1 | 0 | 0 | 0 | 0 | 0 | 0 | 1 | 0 | 0 | 1 | 0 | 0 | 1 | 0 | 0 | 1 | 0 | 0 | 0 | 0 | 0 | 0 | 0 | 0 | 0
Ashalim CSP Plant | Thermal Storage | Molten Salt Thermal Storage | Molten Salt Thermal Storage | Operational | 121000 | 4.5 | 30.9642 | 34.7 | 0 | 0 | 0 | 0 | 0 | 0 | 0 | 0 | 0 | 0 | 0 | 0 | 0 | 0 | 0 | 0 | 0 | 0 | 1 | 1 | 0 | 0 | 0 | 0 | 0 | 0 | 0 | 0 | 0
Hornsdale Power Reserve 100MW / 129MWh Tesla Battery | Electro-chemical | Electro-chemical | Lithium-ion Battery | Operational | 100000 | 1.28 | -33.2053 | 138.6 | 0 | 0 | 0 | 0 | 0 | 0 | 0 | 0 | 0 | 0 | 1 | 0 | 0 | 0 | 0 | 0 | 0 | 0 | 1 | 1 | 0 | 0 | 0 | 0 | 0 | 0 | 0 | 0 | 0
Stapleton Neighborhood Energy Storage (Xcel Energy) | Electro-chemical | Electro-chemical | Lithium-ion Battery | Operational | 0 | 0 | 39.778 | -104.91 | 0 | 0 | 0 | 0 | 0 | 0 | 0 | 0 | 0 | 0 | 0 | 0 | 1 | 0 | 0 | 0 | 0 | 0 | 1 | 0 | 0 | 0 | 0 | 1 | 1 | 0 | 0 | 0 | 0
Blue Solutions - CanalOlympia Douala 140kWc Solar Power and 400kWh Battery | Lithium Ion Battery | Lithium Polymer Battery | Lithium Polymer Battery | Operational | 100 | 4 | 4.3198 | 9.4243 | 0 | 0 | 0 | 0 | 0 | 0 | 0 | 0 | 0 | 0 | 0 | 0 | 0 | 0 | 1 | 1 | 1 | 0 | 0 | 1 | 0 | 0 | 0 | 0 | 0 | 0 | 0 | 0 | 0
Blue Solutions - CanalOlympia Niamey 140kWc Solar Power and 400kWh Battery Storage | Lithium Ion Battery | Lithium Polymer Battery | Lithium Polymer Battery | Operational | 100 | 4 | 13.296 | 2.8135 | 0 | 0 | 0 | 0 | 0 | 0 | 0 | 0 | 0 | 0 | 0 | 0 | 0 | 0 | 1 | 1 | 1 | 0 | 0 | 1 | 0 | 0 | 0 | 0 | 0 | 0 | 0 | 0 | 0
Blue Solutions - CanalOlympia Yennega 140kWc Solar power and 400kWh Battery Storage | Lithium Ion Battery | Lithium Polymer Battery | Lithium Polymer Battery | Operational | 100 | 4 | 12.1838 | -1.2957 | 0 | 0 | 0 | 0 | 0 | 0 | 0 | 0 | 0 | 0 | 0 | 0 | 0 | 0 | 1 | 1 | 1 | 0 | 0 | 1 | 0 | 0 | 0 | 0 | 0 | 0 | 0 | 0 | 0
SCE LM6000 Hybrid EGT - Grapeland | Electro-chemical | Lithium-ion Battery | Lithium-ion Battery | Operational | 10000 | 0.42 | 34.1064 | -117.59 | 0 | 0 | 0 | 0 | 0 | 0 | 0 | 0 | 0 | 1 | 1 | 0 | 0 | 1 | 0 | 0 | 0 | 0 | 0 | 0 | 0 | 0 | 0 | 0 | 0 | 0 | 0 | 0 | 0
North York Energy Storage - Convergent + Temporal 5 MW / IESO | Electro-mechanical | Flywheel | Flywheel | Contracted | 5000 | 0.1 | 43.6532 | -79.3832 | 0 | 0 | 0 | 0 | 0 | 0 | 0 | 0 | 0 | 0 | 1 | 0 | 0 | 0 | 0 | 0 | 0 | 0 | 0 | 0 | 0 | 0 | 0 | 0 | 0 | 0 | 0 | 0 | 1
Blue Solutions - CanalOlympia Dakar 140kWc Solar Power and 400kWh Battery Storage | Lithium Ion Battery | Lithium Polymer Battery | Lithium Polymer Battery | Operational | 100 | 4 | 14.4051 | -17.2614 | 0 | 0 | 0 | 0 | 0 | 0 | 0 | 0 | 0 | 0 | 0 | 0 | 0 | 0 | 1 | 1 | 1 | 0 | 0 | 1 | 0 | 0 | 0 | 0 | 0 | 0 | 0 | 0 | 0
Blue Solutions - CanalOlympia YaoundÃ© 140kWc Solar Power and 400kWh Battery Storage | Lithium Ion Battery | Lithium Polymer Battery | Lithium Polymer Battery | Operational | 100 | 4 | 3.5133 | 11.2947 | 0 | 0 | 0 | 0 | 0 | 0 | 0 | 0 | 0 | 0 | 0 | 0 | 0 | 0 | 1 | 1 | 1 | 0 | 0 | 1 | 0 | 0 | 0 | 0 | 0 | 0 | 0 | 0 | 0
Blue Solutions - CanalOlympia GodopÃ© 140kWc Solar Power and 400kWh Battery Storage | Lithium Ion Battery | Lithium Polymer Battery | Lithium Polymer Battery | Operational | 100 | 4 | 6.8346 | 1.1312 | 0 | 0 | 0 | 0 | 0 | 0 | 0 | 0 | 0 | 0 | 0 | 0 | 0 | 0 | 1 | 1 | 1 | 0 | 0 | 1 | 0 | 0 | 0 | 0 | 0 | 0 | 0 | 0 | 0
Blue Solutions - CanalOlympia Kaloum 140kWc Solar Power and 400kWh Battery Storage | Lithium Ion Battery | Lithium Polymer Battery | Lithium Polymer Battery | Operational | 100 | 4 | 9.3046 | -13.4227 | 0 | 0 | 0 | 0 | 0 | 0 | 0 | 0 | 0 | 0 | 0 | 0 | 0 | 0 | 1 | 1 | 1 | 0 | 0 | 1 | 0 | 0 | 0 | 0 | 0 | 0 | 0 | 0 | 0
Flinders Island - Hydro Tasmania | Electro-chemical | Electro-chemical | Electro-chemical | Contracted | 0 | 0 | -40.1202 | 148.02 | 0 | 0 | 0 | 0 | 0 | 0 | 0 | 0 | 0 | 0 | 0 | 0 | 0 | 0 | 1 | 1 | 1 | 0 | 1 | 0 | 1 | 0 | 0 | 0 | 0 | 0 | 0 | 0 | 0
Blue Solutions - CanalOlympia Cotonou 140kWc Solar Power and 400kWh Battery Storage | Lithium Ion Battery | Lithium Polymer Battery | Lithium Polymer Battery | Operational | 100 | 4 | 6.2233 | 2.2452 | 0 | 0 | 0 | 0 | 0 | 0 | 0 | 0 | 0 | 0 | 0 | 0 | 0 | 0 | 1 | 1 | 1 | 0 | 0 | 1 | 0 | 0 | 0 | 0 | 0 | 0 | 0 | 0 | 0
Deepwater Wind-New York | Electro-chemical | Lithium-ion Battery | Lithium-ion Battery | Operational | 15000 | 4 | 41.0359 | -71.95 | 0 | 0 | 0 | 0 | 0 | 0 | 0 | 0 | 0 | 0 | 0 | 0 | 0 | 0 | 0 | 0 | 0 | 0 | 1 | 0 | 0 | 0 | 0 | 0 | 0 | 0 | 0 | 0 | 0
Batwind - Statoil | Electro-chemical | Electro-chemical | Lithium-ion Battery | Operational | 1000 | 1 | 57.5081 | -1.78 | 0 | 0 | 0 | 0 | 0 | 0 | 0 | 0 | 0 | 0 | 0 | 0 | 0 | 0 | 0 | 0 | 0 | 0 | 1 | 0 | 0 | 0 | 0 | 0 | 0 | 0 | 0 | 0 | 0
Kennedy Energy Park - Windlab / Eurus | Electro-chemical | Lithium-ion Battery | Lithium-ion Battery | Operational | 2000 | 2 | -20.85 | 144.2 | 0 | 0 | 0 | 0 | 0 | 0 | 1 | 0 | 0 | 0 | 0 | 0 | 0 | 0 | 0 | 0 | 0 | 0 | 1 | 1 | 0 | 0 | 0 | 0 | 0 | 0 | 0 | 0 | 0
One Maritime Plaza - Advanced Microgrid Solutions (AMS) | Electro-chemical | Electro-chemical | Lithium-ion Battery | Operational | 500 | 2 | 37.7955 | -122.4 | 0 | 0 | 0 | 0 | 1 | 0 | 1 | 1 | 0 | 0 | 0 | 0 | 0 | 0 | 0 | 0 | 0 | 0 | 0 | 0 | 0 | 0 | 0 | 0 | 0 | 0 | 0 | 0 | 0
Upper Cisokan Pumped Storage Power Plant | Pumped Hydro Storage | Open-loop Pumped Hydro Storage | Open-loop Pumped Hydro Storage | Operational | 1040000 | 0 | -6.9147 | 107.61 | 0 | 0 | 0 | 0 | 0 | 0 | 1 | 1 | 0 | 0 | 0 | 0 | 0 | 0 | 0 | 0 | 0 | 0 | 0 | 0 | 0 | 0 | 0 | 0 | 0 | 0 | 0 | 0 | 0
Gilboa Pumped Storage Power Plant | Pumped Hydro Storage | Open-loop Pumped Hydro Storage | Open-loop Pumped Hydro Storage | Operational | 300000 | 0 | 32.794 | 34.99 | 0 | 0 | 0 | 0 | 0 | 0 | 1 | 1 | 0 | 0 | 0 | 0 | 0 | 0 | 0 | 0 | 0 | 0 | 0 | 0 | 0 | 0 | 0 | 0 | 0 | 0 | 0 | 0 | 0
Dalrymple 30 MW / 8 MWh battery | Electro-chemical | Electro-chemical | Lithium-ion Battery | Announced | 30000 | 0.27 | -35.0185 | 137.6 | 0 | 0 | 0 | 0 | 0 | 0 | 0 | 0 | 0 | 0 | 1 | 0 | 0 | 0 | 0 | 0 | 0 | 0 | 0 | 0 | 1 | 0 | 0 | 0 | 0 | 0 | 0 | 0 | 1
Amsterdam Energy Arena | Electro-chemical | Electro-chemical | Electro-chemical | Contracted | 3750 | 1 | 52.3143 | 4.94 | 0 | 0 | 0 | 0 | 1 | 0 | 0 | 0 | 0 | 0 | 1 | 1 | 0 | 0 | 1 | 1 | 1 | 0 | 0 | 0 | 1 | 0 | 0 | 0 | 0 | 0 | 0 | 0 | 0
Blue Solutions - CanalOlympia Pissy 140kWc Solar Power and 400kWh Battery Storage | Lithium Ion Battery | Lithium Polymer Battery | Lithium Polymer Battery | Operational | 100 | 4 | 12.2096 | -1.3436 | 0 | 0 | 0 | 0 | 0 | 0 | 0 | 0 | 0 | 0 | 0 | 0 | 0 | 0 | 0 | 0 | 0 | 0 | 0 | 0 | 0 | 0 | 0 | 0 | 0 | 0 | 0 | 0 | 0
Blue Solutions - CanalOlympia Port Gentil 140kWc Solar Power and 400kWh Battery Storage | Lithium Ion Battery | Lithium Polymer Battery | Lithium Polymer Battery | Operational | 100 | 4 | -0.4412 | 8.473 | 0 | 0 | 0 | 0 | 0 | 0 | 0 | 0 | 0 | 0 | 0 | 0 | 0 | 0 | 1 | 1 | 1 | 0 | 0 | 1 | 0 | 0 | 0 | 0 | 0 | 0 | 0 | 0 | 0
Blue Solutions - CanalOlympia Cacavelli 140kWc Solar Power and 400kWh Battery Storage | Lithium Ion Battery | Lithium Polymer Battery | Lithium Polymer Battery | Operational | 100 | 4 | 6.1219 | 1.1153 | 0 | 0 | 0 | 0 | 0 | 0 | 0 | 0 | 0 | 0 | 0 | 0 | 0 | 0 | 1 | 1 | 1 | 0 | 0 | 1 | 0 | 0 | 0 | 0 | 0 | 0 | 0 | 0 | 0
Kidston Pumped Storage Hydro Project - Kidston Renewable Energy Hub | Pumped Hydro Storage | Pumped Hydro | Pumped Hydro Storage | Announced | 250000 | 6 | -18.8891 | 144.14 | 1 | 0 | 0 | 0 | 0 | 0 | 1 | 1 | 0 | 0 | 0 | 0 | 0 | 0 | 0 | 0 | 0 | 0 | 1 | 1 | 0 | 0 | 0 | 0 | 0 | 0 | 0 | 0 | 0
SDG&amp;E / Hecate Energy Bancroft - (San Diego, CA) | Electro-chemical | Electro-chemical | Lithium-ion Battery | Contracted | 20000 | 4 | 33 | -117 | 0 | 0 | 0 | 0 | 0 | 0 | 1 | 0 | 0 | 0 | 0 | 0 | 0 | 0 | 0 | 0 | 0 | 0 | 1 | 1 | 0 | 0 | 0 | 0 | 0 | 0 | 0 | 0 | 0
PG&amp;E Advanced Underground Compressed Air Energy Storage (CAES) - 300 MW A-CAES demo plant | Electro-mechanical | Compressed Air Energy Storage | Compressed Air Energy Storage | Announced | 300000 | 10 | 37.9176 | -121.171 | 0 | 0 | 0 | 0 | 0 | 0 | 1 | 0 | 0 | 1 | 1 | 0 | 0 | 0 | 0 | 0 | 0 | 0 | 1 | 0 | 0 | 0 | 0 | 0 | 0 | 0 | 0 | 0 | 0
Kannagawa Pumped Hydro Plant no.3 - 6 | Pumped Hydro Storage | Open-loop Pumped Hydro Storage | Open-loop Pumped Hydro Storage | Operational | 1880000 | 0 | 36.036 | 138.55 | 1 | 0 | 0 | 0 | 0 | 0 | 1 | 1 | 0 | 1 | 1 | 0 | 0 | 0 | 0 | 0 | 0 | 0 | 0 | 0 | 0 | 0 | 0 | 0 | 0 | 0 | 0 | 0 | 0
Kyogoku Pumped Hydro Power Station (Unit 3) | Pumped Hydro Storage | Open-loop Pumped Hydro Storage | Open-loop Pumped Hydro Storage | Operational | 200000 | 0 | 42.8582 | 140.88 | 0 | 0 | 0 | 0 | 0 | 0 | 1 | 1 | 0 | 0 | 0 | 0 | 0 | 0 | 0 | 0 | 0 | 0 | 0 | 0 | 0 | 0 | 0 | 0 | 0 | 0 | 0 | 0 | 0
Kings County Energy Storage - PG&amp;E Henrietta Substation | Electro-chemical | Zinc Air Battery | Zinc Air Battery | Contracted | 10000 | 4 | 36.0988 | -119.88 | 0 | 0 | 1 | 0 | 0 | 0 | 1 | 0 | 0 | 0 | 0 | 0 | 0 | 0 | 0 | 0 | 0 | 1 | 1 | 1 | 0 | 0 | 0 | 0 | 0 | 0 | 0 | 0 | 0
Convergent 35 MW / 140 MWh - SCE | Electro-chemical | Electro-chemical | Lithium-ion Battery | Contracted | 35000 | 4 | 33.7175 | -117.83 | 0 | 0 | 0 | 0 | 0 | 0 | 0 | 1 | 0 | 0 | 0 | 0 | 0 | 0 | 0 | 0 | 0 | 0 | 0 | 0 | 0 | 0 | 0 | 0 | 0 | 0 | 0 | 0 | 0
MAREX | Pumped Hydro Storage | Open-loop Pumped Hydro Storage | Seawater Open-loop Pumped Hydro Storage | Under Construction | 1500 | 6 | 53.7356 | -9.57 | 0 | 0 | 0 | 0 | 0 | 0 | 0 | 0 | 0 | 0 | 0 | 0 | 0 | 0 | 0 | 0 | 0 | 0 | 0 | 0 | 0 | 0 | 0 | 0 | 0 | 1 | 0 | 0 | 0
20 MW / 80 MWh - Energy Nuevo - Amber Kinetics | Electro-mechanical | Flywheel | Flywheel | Announced/Never Built | 20000 | 4 | 36.6784 | -119.9278 | 0 | 0 | 0 | 0 | 0 | 0 | 1 | 1 | 0 | 0 | 1 | 0 | 0 | 0 | 0 | 0 | 0 | 0 | 0 | 1 | 0 | 0 | 0 | 1 | 0 | 0 | 0 | 0 | 0
Valdencanas Hydroelectric Power Station | Pumped Hydro Storage | Open-loop Pumped Hydro Storage | Open-loop Pumped Hydro Storage | Operational | 225000 | 0 | 40.2268 | -2.33 | 0 | 0 | 0 | 0 | 0 | 0 | 1 | 1 | 0 | 0 | 0 | 0 | 0 | 0 | 0 | 0 | 0 | 0 | 0 | 0 | 0 | 0 | 0 | 0 | 0 | 0 | 0 | 0 | 0
Flathead Electric ViZn Z20 | Electro-chemical | Flow Battery | Zinc Iron Flow Battery | Operational | 80 | 2 | 48.2359 | -114.28 | 0 | 0 | 0 | 0 | 0 | 0 | 1 | 0 | 0 | 0 | 0 | 0 | 0 | 0 | 0 | 0 | 0 | 0 | 0 | 0 | 0 | 0 | 0 | 0 | 0 | 0 | 0 | 0 | 0
The Cork Trust Medical Centre Dorrigo | Electro-chemical | Lead-acid Battery | Lead-acid Battery | Operational | 60 | 1.33 | -30 | 0 | 0 | 1 | 0 | 0 | 0 | 0 | 1 | 0 | 0 | 0 | 0 | 0 | 1 | 0 | 1 | 1 | 1 | 0 | 0 | 1 | 1 | 0 | 0 | 0 | 0 | 0 | 0 | 0 | 0
Busselton Farm Property - Gildemeister / VSUN Energy | Electro-chemical | Electro-chemical | Vanadium Redox Flow Battery | Operational | 10 | 10 | -34 | 0 | 0 | 1 | 0 | 0 | 0 | 0 | 1 | 0 | 0 | 0 | 0 | 1 | 0 | 0 | 0 | 1 | 1 | 0 | 0 | 1 | 0 | 0 | 0 | 0 | 0 | 0 | 0 | 0 | 0
Jeju Smart Grid Test-Bed and Wind Farm | Electro-chemical | Lithium-ion Battery | Lithium-ion Battery | Operational | 800 | 0.25 | 33.5589 | 126.81 | 0 | 0 | 0 | 0 | 0 | 0 | 0 | 0 | 0 | 0 | 0 | 0 | 0 | 0 | 0 | 0 | 1 | 0 | 1 | 0 | 0 | 0 | 0 | 0 | 0 | 0 | 0 | 0 | 0
Jeju Smart Grid: Sehwa School Demo | Electro-chemical | Lithium-ion Battery | Lithium-ion Battery | Operational | 40 | 0.75 | 33.5213 | 126.85 | 0 | 0 | 0 | 0 | 0 | 1 | 0 | 0 | 0 | 0 | 0 | 0 | 0 | 0 | 0 | 0 | 1 | 0 | 1 | 0 | 0 | 0 | 0 | 0 | 0 | 0 | 0 | 0 | 0
Rio Grande-Cerro Pelado Hydroelectric Complex | Pumped Hydro Storage | Open-loop Pumped Hydro Storage | Open-loop Pumped Hydro Storage | Operational | 750000 | 0 | -31.9167 | -64.63 | 0 | 0 | 0 | 0 | 0 | 0 | 1 | 0 | 0 | 1 | 0 | 0 | 0 | 0 | 0 | 0 | 0 | 0 | 0 | 0 | 0 | 0 | 0 | 0 | 0 | 0 | 0 | 0 | 0
Smart Operator | Electro-chemical | Lead-acid Battery | Lead-acid Battery | Operational | 75 | 2 | 48 | 11 | 0 | 1 | 1 | 0 | 0 | 0 | 1 | 0 | 0 | 0 | 0 | 0 | 0 | 0 | 0 | 0 | 0 | 0 | 0 | 1 | 0 | 0 | 0 | 0 | 0 | 0 | 1 | 0 | 0
Newcastle Sportsground No 2 - Elmofo / Kokam | Electro-chemical | Electro-chemical | Lithium-ion Battery | Operational | 10 | 1 | -33 | 0 | 0 | 0 | 0 | 0 | 1 | 1 | 0 | 0 | 0 | 0 | 0 | 0 | 0 | 0 | 0 | 0 | 1 | 0 | 0 | 1 | 0 | 0 | 0 | 0 | 0 | 0 | 0 | 0 | 0
Grand Ridge Energy Storage 31.5 MW | Electro-chemical | Lithium-ion Battery | Lithium Iron Phosphate Battery | Operational | 31500 | 0.38 | 41.3309 | -88.71 | 0 | 0 | 0 | 0 | 0 | 0 | 0 | 0 | 0 | 0 | 1 | 0 | 0 | 0 | 0 | 0 | 0 | 0 | 0 | 0 | 0 | 0 | 0 | 0 | 0 | 0 | 0 | 0 | 0
Invenergy Grand Ridge Wind Project BESS | Electro-chemical | Lithium-ion Battery | Lithium Ion Titanate Battery | Operational | 31500 | 0.38 | 41.3309 | -88.71 | 0 | 0 | 0 | 0 | 0 | 0 | 0 | 0 | 0 | 0 | 1 | 0 | 0 | 0 | 0 | 0 | 1 | 0 | 0 | 0 | 0 | 0 | 0 | 0 | 0 | 0 | 0 | 0 | 0
Franchise Services - JLM Energy | Electro-chemical | Electro-chemical | Valve Regulated Lead-acid Battery | Operational | 60 | 2 | 34 | 0 | 0 | 0 | 0 | 0 | 1 | 1 | 1 | 0 | 0 | 0 | 0 | 0 | 0 | 0 | 0 | 0 | 1 | 0 | 0 | 1 | 0 | 0 | 0 | 0 | 0 | 0 | 0 | 0 | 0
Archimede Solar Power Plant | Thermal Storage | Molten Salt Thermal Storage | Molten Salt Thermal Storage | Operational | 4720 | 8 | 37.1579 | 15.18 | 0 | 0 | 0 | 0 | 0 | 0 | 0 | 0 | 0 | 0 | 0 | 0 | 0 | 0 | 0 | 0 | 0 | 0 | 1 | 1 | 0 | 0 | 0 | 0 | 0 | 0 | 0 | 0 | 0
Xiangshuijian (å“æ°´æ¶§æŠ½æ°´è“„èƒ½ç”µç«™) Pumped Storage Power Station | Pumped Hydro Storage | Open-loop Pumped Hydro Storage | Open-loop Pumped Hydro Storage | Operational | 1000000 | 0 | 31.3529 | 118.43 | 0 | 0 | 0 | 0 | 0 | 0 | 1 | 1 | 0 | 1 | 1 | 0 | 0 | 1 | 0 | 0 | 0 | 0 | 0 | 0 | 0 | 0 | 0 | 0 | 0 | 0 | 0 | 0 | 0
MVLA High School District - Mountain View HS | Electro-chemical | Lithium-ion Battery | Lithium-ion Battery | Operational | 200 | 2 | 37 | 0 | 0 | 1 | 0 | 0 | 1 | 0 | 0 | 0 | 0 | 0 | 0 | 0 | 0 | 0 | 0 | 0 | 0 | 0 | 0 | 0 | 0 | 0 | 0 | 0 | 0 | 0 | 0 | 0 | 0
Olivenhain-Hodges Storage Project | Pumped Hydro Storage | Open-loop Pumped Hydro Storage | Open-loop Pumped Hydro Storage | Operational | 40000 | 6 | 33.12 | -117.09 | 0 | 0 | 0 | 0 | 0 | 0 | 1 | 1 | 1 | 0 | 0 | 0 | 0 | 0 | 0 | 0 | 0 | 0 | 0 | 0 | 0 | 0 | 0 | 0 | 0 | 0 | 0 | 0 | 0
Entergy Chef Menteur Highway 500 kW Energy Storage | Electro-chemical | Electro-chemical | Electro-chemical | Operational | 500 | 1 | 30.0734 | -89.86 | 0 | 0 | 0 | 0 | 0 | 0 | 0 | 0 | 0 | 0 | 0 | 0 | 0 | 0 | 0 | 0 | 1 | 0 | 1 | 1 | 0 | 0 | 0 | 0 | 0 | 0 | 0 | 0 | 0
La Muela pumped-storage plant | Pumped Hydro Storage | Open-loop Pumped Hydro Storage | Open-loop Pumped Hydro Storage | Operational | 2000000 | 0 | 39.2408 | -0.94 | 0 | 0 | 0 | 0 | 0 | 0 | 0 | 0 | 0 | 0 | 0 | 0 | 0 | 0 | 0 | 0 | 0 | 0 | 1 | 0 | 0 | 0 | 0 | 0 | 0 | 0 | 0 | 0 | 0
Ferrolinera WESS: Li-Ion Batteries - Win Inertia | Electro-chemical | Lithium-ion Battery | Lithium Polymer Battery | Operational | 300 | 0.23 | 40.3756 | -3.68 | 0 | 0 | 0 | 0 | 0 | 0 | 0 | 0 | 0 | 0 | 0 | 0 | 0 | 0 | 0 | 1 | 1 | 0 | 1 | 0 | 0 | 0 | 0 | 0 | 0 | 0 | 1 | 1 | 0
Ferrolinera WESS: Ultracapacitors - Win Inertia | Electro-chemical | Electro-chemical Capacitor | Electro-chemical Capacitor | Operational | 300 | 0 | 40.3756 | -3.68 | 0 | 0 | 0 | 0 | 0 | 0 | 0 | 0 | 0 | 0 | 0 | 0 | 0 | 0 | 0 | 1 | 1 | 0 | 1 | 0 | 0 | 0 | 0 | 0 | 0 | 0 | 1 | 1 | 0
Clean Energy Storage: Sun Buzz | Electro-chemical | Lithium-ion Battery | Lithium Iron Phosphate Battery | Operational | 5 | 5 | 47.674 | -122.12 | 0 | 0 | 0 | 0 | 1 | 0 | 0 | 0 | 0 | 0 | 0 | 0 | 0 | 0 | 0 | 1 | 0 | 0 | 0 | 0 | 0 | 0 | 0 | 0 | 0 | 0 | 0 | 0 | 0
Rocky Mountain Institute Innovation Center | Electro-chemical | Electro-chemical | Lithium-ion Battery | Operational | 30 | 1.5 | 39.3685 | -107.04 | 0 | 0 | 0 | 0 | 1 | 0 | 0 | 0 | 0 | 0 | 0 | 0 | 0 | 0 | 0 | 0 | 1 | 0 | 1 | 0 | 1 | 0 | 0 | 0 | 0 | 0 | 0 | 0 | 0
Duke Energy Rankin Substation - Win Inertia / Aquion Energy | Electro-chemical | Sodium based Battery | Sodium-ion Battery | Operational | 50 | 6 | 35 | 0 | 0 | 0 | 0 | 0 | 0 | 0 | 0 | 0 | 0 | 0 | 0 | 0 | 0 | 1 | 0 | 0 | 0 | 0 | 1 | 1 | 0 | 0 | 0 | 0 | 0 | 0 | 0 | 0 | 0
Duke Energy Rankin Substation - Win Inertia / Maxwell | Electro-chemical | Electro-chemical Capacitor | Electro-chemical Capacitor | Operational | 250 | 0.3 | 35 | 0 | 0 | 0 | 0 | 0 | 0 | 0 | 0 | 0 | 0 | 0 | 0 | 0 | 0 | 1 | 0 | 0 | 0 | 0 | 1 | 1 | 0 | 0 | 0 | 0 | 0 | 0 | 0 | 0 | 0
Santa Rita Jail Smart Grid - Alameda County RDSI CERTS Microgrid Demonstration | Electro-chemical | Lithium-ion Battery | Lithium Iron Phosphate Battery | Operational | 2000 | 2 | 37.7177 | -121.89 | 0 | 0 | 0 | 0 | 1 | 1 | 1 | 0 | 0 | 1 | 0 | 0 | 0 | 0 | 0 | 0 | 1 | 0 | 0 | 1 | 0 | 1 | 0 | 0 | 0 | 0 | 0 | 0 | 0
Guodian Longyuan Wind Farm VFB - Rongke Power &amp; Anshan Rongxin | Electro-chemical | Flow Battery | Vanadium Redox Flow Battery | Operational | 5000 | 2 | 41.8059 | 123.43 | 0 | 0 | 0 | 0 | 0 | 0 | 0 | 0 | 0 | 1 | 0 | 0 | 0 | 0 | 0 | 0 | 1 | 0 | 1 | 0 | 0 | 0 | 0 | 0 | 0 | 0 | 0 | 0 | 1
SEPTA Recycled Energy and Optimization Project - Viridity Energy | Electro-chemical | Lithium-ion Battery | Lithium-ion Battery | Operational | 800 | 0.5 | 39.9866 | -75.13 | 0 | 0 | 0 | 0 | 0 | 0 | 0 | 0 | 0 | 0 | 1 | 0 | 0 | 0 | 0 | 0 | 1 | 0 | 0 | 0 | 0 | 0 | 0 | 0 | 0 | 0 | 0 | 0 | 1
Schooner America 2.0 Electric Populsion | Electro-chemical | Lithium-ion Battery | Lithium-ion Battery | Operational | 250 | 2.5 | 40.7481 | -74.01 | 0 | 0 | 0 | 0 | 0 | 0 | 0 | 0 | 0 | 0 | 0 | 0 | 0 | 0 | 0 | 1 | 0 | 0 | 0 | 0 | 0 | 0 | 0 | 0 | 0 | 0 | 0 | 1 | 0
Huizhou Pumped Storage Power Station | Pumped Hydro Storage | Open-loop Pumped Hydro Storage | Open-loop Pumped Hydro Storage | Operational | 2448000 | 0 | 23.1118 | 114.42 | 0 | 0 | 0 | 0 | 0 | 0 | 1 | 0 | 0 | 1 | 1 | 0 | 0 | 0 | 0 | 0 | 0 | 0 | 0 | 0 | 0 | 0 | 0 | 0 | 0 | 0 | 0 | 0 | 0
East Penn Manufacturing Co. Grid-Scale Energy Storage Demonstration | Electro-chemical | Lead-acid Battery | Hybrid Lead-acid Battery/Electro-chemical capacitor | Operational | 3000 | 0.72 | 40.4776 | -75.77 | 0 | 0 | 0 | 0 | 0 | 0 | 0 | 0 | 0 | 0 | 1 | 0 | 0 | 0 | 0 | 0 | 0 | 0 | 0 | 0 | 0 | 0 | 0 | 0 | 0 | 0 | 0 | 0 | 0
GAT College 30 kW Imergy Flow Battery | Electro-chemical | Flow Battery | Vanadium Redox Flow Battery | Operational | 30 | 4 | 12.9268 | 77.53 | 0 | 0 | 0 | 0 | 0 | 0 | 0 | 0 | 0 | 0 | 0 | 0 | 0 | 0 | 1 | 1 | 1 | 0 | 1 | 0 | 0 | 0 | 0 | 0 | 0 | 0 | 0 | 0 | 0
Community Energy Storage for Grid Support (Residential CES Units) - DTE Energy | Electro-chemical | Lithium-ion Battery | Lithium-ion Battery | Operational | 500 | 2 | 41.9107 | -83.43 | 0 | 0 | 0 | 0 | 0 | 1 | 0 | 0 | 0 | 0 | 0 | 0 | 1 | 0 | 0 | 1 | 0 | 0 | 1 | 0 | 0 | 0 | 0 | 0 | 0 | 0 | 0 | 0 | 0
Ice Energy Project at 1540 Charles Dr Ste B | Thermal Storage | Ice Thermal Storage | Ice Thermal Storage | Operational | 10 | 6 | 41 | 0 | 0 | 0 | 0 | 0 | 1 | 0 | 1 | 1 | 0 | 0 | 0 | 0 | 0 | 0 | 0 | 0 | 0 | 0 | 0 | 0 | 0 | 0 | 0 | 0 | 0 | 0 | 0 | 0 | 0
Caterva SWARM | Electro-chemical | Lithium-ion Battery | Lithium-ion Battery | Operational | 1300 | 1.33 | 49.452 | 11.08 | 0 | 0 | 0 | 0 | 0 | 0 | 0 | 0 | 0 | 0 | 1 | 0 | 0 | 0 | 0 | 1 | 0 | 0 | 0 | 1 | 0 | 0 | 0 | 0 | 0 | 0 | 0 | 0 | 0
VRB ESS Green Vision | Electro-chemical | Flow Battery | Flow Battery | Contracted | 200 | 4 | 50.3569 | 7.59 | 0 | 0 | 0 | 0 | 0 | 0 | 1 | 0 | 0 | 0 | 1 | 1 | 0 | 1 | 0 | 0 | 0 | 0 | 0 | 0 | 0 | 0 | 0 | 0 | 0 | 0 | 0 | 0 | 0
SEPTA Wayside Energy Storage System - Viridity Energy | Electro-chemical | Lithium-ion Battery | Lithium-ion Battery | Operational | 900 | 0.5 | 40 | -75 | 0 | 0 | 0 | 0 | 0 | 0 | 0 | 0 | 0 | 0 | 1 | 0 | 0 | 0 | 0 | 0 | 1 | 0 | 0 | 0 | 0 | 0 | 0 | 0 | 0 | 0 | 0 | 1 | 1
SEPTA Wayside Energy Storage System - Griscom Ultracapacitors | Electro-chemical | Electro-chemical Capacitor | Electro-chemical Capacitor | Operational | 70 | 0.7 | 40 | 0 | 0 | 0 | 0 | 0 | 0 | 0 | 0 | 0 | 0 | 0 | 0 | 0 | 0 | 0 | 0 | 0 | 0 | 0 | 0 | 0 | 0 | 0 | 0 | 0 | 0 | 0 | 0 | 1 | 1
15 MW Energy Storage at LÃ¼nen Cogeneration Plant - STEAG GmbH | Electro-chemical | Electro-chemical | Lithium-ion Battery | Operational | 15000 | 1.5 | 51.6105 | 7.53 | 0 | 0 | 0 | 0 | 0 | 0 | 0 | 0 | 0 | 0 | 1 | 0 | 0 | 0 | 0 | 0 | 0 | 0 | 0 | 0 | 0 | 0 | 0 | 0 | 0 | 0 | 0 | 0 | 0
DMG Gildemeister CellCube Industrial Smart Grid | Electro-chemical | Flow Battery | Vanadium Redox Flow Battery | Operational | 260 | 2.5 | 52.0302 | 8.53 | 0 | 0 | 0 | 0 | 0 | 0 | 0 | 0 | 0 | 0 | 0 | 1 | 0 | 1 | 0 | 0 | 1 | 0 | 0 | 0 | 0 | 0 | 0 | 0 | 0 | 0 | 0 | 0 | 0
McAlpine Circuit CES System | Electro-chemical | Lithium-ion Battery | Lithium Polymer Battery | Operational | 50 | 1 | 35 | 0 | 0 | 0 | 0 | 0 | 1 | 0 | 0 | 0 | 0 | 0 | 0 | 0 | 1 | 0 | 0 | 0 | 0 | 0 | 0 | 0 | 0 | 0 | 0 | 0 | 0 | 0 | 0 | 0 | 0
CKW E-SpeicherWerk Castle Meggenhorn | Electro-chemical | Lithium-ion Battery | Lithium-ion Battery | Operational | 55 | 2.8 | 47 | 8 | 0 | 0 | 0 | 0 | 0 | 0 | 0 | 0 | 0 | 0 | 1 | 0 | 0 | 0 | 1 | 0 | 0 | 1 | 0 | 1 | 0 | 0 | 0 | 0 | 0 | 0 | 0 | 0 | 1
NICE GRID project in Carros (Southern France): Low Voltage Grid Batteries (LVGB) | Electro-chemical | Lithium-ion Battery | Lithium-ion Battery | Operational | 33 | 2.57 | 44 | 0 | 0 | 0 | 0 | 0 | 0 | 0 | 0 | 0 | 0 | 0 | 0 | 0 | 0 | 0 | 0 | 0 | 1 | 0 | 0 | 0 | 0 | 1 | 0 | 0 | 0 | 0 | 0 | 0 | 0
Bosch Braderup ES Facility: Flow Battery - Energiespeicher Nord GmbH &amp; Co KG | Electro-chemical | Flow Battery | Vanadium Redox Flow Battery | Operational | 325 | 3.8 | 54.8323 | 8.9 | 0 | 0 | 0 | 0 | 0 | 0 | 0 | 0 | 0 | 0 | 1 | 0 | 0 | 0 | 0 | 0 | 1 | 0 | 0 | 0 | 0 | 0 | 1 | 0 | 0 | 0 | 0 | 0 | 0
Geesthacht Pumped Storage Power Station | Pumped Hydro Storage | Open-loop Pumped Hydro Storage | Open-loop Pumped Hydro Storage | Operational | 120000 | 5 | 53.438 | 10.36 | 1 | 0 | 0 | 0 | 0 | 0 | 1 | 1 | 0 | 1 | 1 | 0 | 0 | 0 | 0 | 0 | 0 | 0 | 0 | 0 | 0 | 0 | 0 | 0 | 0 | 0 | 0 | 0 | 0
Cruachan Power Station | Pumped Hydro Storage | Open-loop Pumped Hydro Storage | Open-loop Pumped Hydro Storage | Operational | 440000 | 22 | 56.4065 | -5.11 | 0 | 0 | 0 | 0 | 0 | 0 | 1 | 1 | 0 | 1 | 0 | 0 | 0 | 1 | 0 | 0 | 0 | 0 | 0 | 0 | 0 | 0 | 0 | 0 | 0 | 0 | 0 | 0 | 0
Miyako Island Mega-Solar Demo: Li-Ion | Electro-chemical | Lithium-ion Battery | Lithium Ion Titanate Battery | Operational | 100 | 2 | 25 | 125 | 0 | 0 | 0 | 0 | 0 | 0 | 0 | 0 | 0 | 0 | 1 | 0 | 0 | 0 | 0 | 0 | 1 | 0 | 1 | 0 | 0 | 0 | 0 | 0 | 0 | 0 | 0 | 0 | 0
Miyako Island Mega-Solar Demo: NaS | Electro-chemical | Sodium based Battery | Sodium-sulfur Battery | Operational | 4000 | 7.2 | 24.7301 | 125.42 | 0 | 0 | 0 | 0 | 0 | 0 | 0 | 0 | 0 | 0 | 1 | 0 | 0 | 0 | 0 | 0 | 1 | 0 | 1 | 0 | 0 | 0 | 0 | 0 | 0 | 0 | 0 | 0 | 0
5 kW / 40 kWh - redT Wokingham Development Facility | Electro-chemical | Vanadium Redox Flow Battery | Vanadium Redox Flow Battery | Operational | 5 | 8 | 51 | -1 | 0 | 0 | 0 | 0 | 0 | 0 | 1 | 0 | 0 | 0 | 0 | 0 | 0 | 0 | 0 | 0 | 0 | 0 | 0 | 1 | 0 | 0 | 0 | 0 | 0 | 0 | 0 | 0 | 0
Minera El Tesoro CSP Installation | Thermal Storage | Heat Thermal Storage | Heat Thermal Storage | Operational | 10500 | 6.5 | -23.3695 | -69.86 | 0 | 0 | 0 | 0 | 0 | 0 | 0 | 0 | 0 | 0 | 0 | 0 | 0 | 0 | 0 | 0 | 0 | 0 | 1 | 1 | 0 | 0 | 0 | 0 | 0 | 0 | 0 | 0 | 0
Xcel Energy - Xtreme Power | Electro-chemical | Lead-acid Battery | Advanced Lead-acid Battery | De-Commissioned | 1500 | 0.67 | 39.7566 | -104.62 | 0 | 0 | 0 | 0 | 0 | 0 | 0 | 0 | 0 | 0 | 1 | 0 | 0 | 0 | 0 | 0 | 0 | 1 | 1 | 0 | 0 | 0 | 0 | 0 | 0 | 0 | 0 | 0 | 1
Baoquan Pumped Storage Power Station | Pumped Hydro Storage | Open-loop Pumped Hydro Storage | Open-loop Pumped Hydro Storage | Operational | 1200000 | 0 | 35.4604 | 113.48 | 0 | 0 | 0 | 0 | 0 | 0 | 1 | 0 | 0 | 0 | 0 | 0 | 0 | 0 | 0 | 0 | 0 | 0 | 0 | 0 | 0 | 0 | 0 | 0 | 0 | 0 | 0 | 0 | 0
Dutt Power Electronics BESS | Electro-chemical | Lead-acid Battery | Lead-acid Battery | Operational | 40 | 2.4 | 43 | 0 | 0 | 1 | 0 | 0 | 1 | 1 | 0 | 0 | 0 | 0 | 0 | 0 | 0 | 0 | 1 | 0 | 0 | 0 | 0 | 0 | 0 | 0 | 0 | 0 | 0 | 0 | 0 | 0 | 0
Okinawa Yanbaru Seawater Pumped Storage Power Station | Pumped Hydro Storage | Open-loop Pumped Hydro Storage | Open-loop Pumped Hydro Storage | De-Commissioned | 30000 | 0 | 26.6735 | 128.27 | 0 | 0 | 0 | 0 | 0 | 0 | 1 | 1 | 0 | 0 | 0 | 0 | 0 | 0 | 0 | 0 | 0 | 0 | 0 | 0 | 0 | 0 | 0 | 0 | 0 | 0 | 0 | 0 | 0
Fort Bliss Microgrid - Lockheed Martin | Electro-chemical | Lead-acid Battery | Advanced Lead-acid Battery | Operational | 300 | 0.33 | 31.8072 | -106.43 | 0 | 0 | 0 | 0 | 1 | 0 | 0 | 0 | 0 | 1 | 1 | 0 | 0 | 0 | 1 | 1 | 0 | 0 | 0 | 0 | 0 | 0 | 0 | 0 | 0 | 0 | 0 | 0 | 0
Net Zero Plus Electric Training Institute (NZP-ETI) - Solar Plus Storage | Electro-chemical | Lithium-ion Battery | Lithium-ion Battery | Operational | 500 | 0.5 | 34.0006 | -118.16 | 1 | 1 | 0 | 0 | 1 | 0 | 1 | 0 | 0 | 0 | 0 | 0 | 0 | 0 | 1 | 1 | 0 | 0 | 1 | 0 | 0 | 0 | 0 | 0 | 0 | 0 | 0 | 0 | 0
Nissan Technical Center North America | Thermal Storage | Ice Thermal Storage | Ice Thermal Storage | Operational | 1425 | 16 | 42.5086 | -83.41 | 0 | 0 | 0 | 0 | 1 | 0 | 1 | 0 | 1 | 0 | 0 | 0 | 0 | 0 | 0 | 0 | 0 | 0 | 0 | 0 | 0 | 0 | 0 | 0 | 0 | 0 | 0 | 0 | 0
Ice Energy project at 280 Hartnell Ave | Thermal Storage | Ice Thermal Storage | Ice Thermal Storage | Operational | 20 | 6 | 41 | 0 | 0 | 0 | 0 | 0 | 1 | 0 | 0 | 1 | 0 | 0 | 0 | 0 | 0 | 0 | 0 | 0 | 0 | 0 | 0 | 0 | 0 | 0 | 0 | 0 | 0 | 0 | 0 | 0 | 0
Ice Energy project at 2680 Radio Ln | Thermal Storage | Ice Thermal Storage | Ice Thermal Storage | Operational | 170 | 6 | 41 | 0 | 0 | 0 | 0 | 0 | 1 | 0 | 0 | 1 | 0 | 0 | 0 | 0 | 0 | 0 | 0 | 0 | 0 | 0 | 0 | 0 | 0 | 0 | 0 | 0 | 0 | 0 | 0 | 0 | 0
NICE GRID project in Carros (Southern France): Secondary Substation Battery (SSB) | Electro-chemical | Lithium-ion Battery | Lithium-ion Battery | Operational | 250 | 1.92 | 43.7924 | 7.19 | 0 | 0 | 0 | 0 | 0 | 0 | 0 | 0 | 0 | 0 | 0 | 0 | 0 | 0 | 1 | 0 | 1 | 0 | 0 | 0 | 0 | 1 | 0 | 0 | 0 | 0 | 0 | 0 | 0
WEMAG Schwerin Battery Park - Younicos | Electro-chemical | Lithium-ion Battery | Lithium-ion Battery | Operational | 15000 | 1 | 53.6354 | 11.4 | 1 | 0 | 0 | 0 | 0 | 0 | 0 | 0 | 0 | 0 | 1 | 0 | 0 | 0 | 0 | 0 | 0 | 0 | 0 | 0 | 0 | 0 | 0 | 0 | 0 | 0 | 0 | 0 | 1
Xilongchi Pumped Storage Power Station | Pumped Hydro Storage | Open-loop Pumped Hydro Storage | Open-loop Pumped Hydro Storage | Operational | 1200000 | 0 | 37.8706 | 112.55 | 0 | 0 | 0 | 0 | 0 | 0 | 1 | 1 | 0 | 1 | 1 | 0 | 0 | 0 | 0 | 0 | 0 | 0 | 0 | 0 | 0 | 0 | 0 | 0 | 0 | 0 | 0 | 0 | 1
SMUD 2500 R St. Housing Development | Electro-chemical | Lithium-ion Battery | Lithium Polymer Battery | Operational | 153 | 2.58 | 39 | 0 | 0 | 0 | 0 | 0 | 0 | 1 | 0 | 1 | 0 | 0 | 0 | 0 | 1 | 0 | 0 | 0 | 1 | 0 | 1 | 0 | 0 | 0 | 0 | 0 | 0 | 0 | 0 | 0 | 0
University of Central Florida - DN Tanks | Thermal Storage | Chilled Water Thermal Storage | Chilled Water Thermal Storage | Operational | 3000 | 8 | 28.6005 | -81.2 | 0 | 0 | 0 | 0 | 0 | 0 | 1 | 0 | 0 | 0 | 0 | 0 | 0 | 0 | 0 | 0 | 0 | 0 | 0 | 0 | 0 | 0 | 0 | 0 | 0 | 0 | 0 | 0 | 0
DREWAG Reick 2 MW Pilot | Electro-chemical | Lithium-ion Battery | Lithium Polymer Battery | Operational | 2000 | 1 | 51.0158 | 13.79 | 0 | 0 | 0 | 0 | 0 | 0 | 0 | 0 | 1 | 0 | 0 | 0 | 0 | 0 | 0 | 0 | 0 | 0 | 0 | 0 | 0 | 0 | 0 | 0 | 0 | 0 | 0 | 0 | 0
EPSRC Grid Connected Energy Storage Research Demonstrator with WPD and Toshiba | Electro-chemical | Lithium-ion Battery | Lithium Ion Titanate Battery | Operational | 2000 | 0.5 | 52.5854 | -2.06 | 0 | 0 | 0 | 0 | 0 | 0 | 0 | 0 | 0 | 0 | 1 | 1 | 0 | 0 | 0 | 0 | 0 | 0 | 0 | 0 | 0 | 0 | 0 | 0 | 0 | 0 | 0 | 0 | 0
Vianden Pumped Storage Plant | Pumped Hydro Storage | Open-loop Pumped Hydro Storage | Open-loop Pumped Hydro Storage | Operational | 1096000 | 0 | 49.9342 | 6.2 | 0 | 0 | 0 | 0 | 0 | 0 | 1 | 1 | 0 | 0 | 1 | 0 | 0 | 0 | 0 | 0 | 0 | 0 | 0 | 0 | 0 | 0 | 0 | 0 | 0 | 0 | 0 | 0 | 1
University of Hawaii Smart Grid Regional and Energy Storage Demonstration Project (Maui Smart Grid) - Maui Electric Company &amp; NEC Energy Solutions, Inc. | Electro-chemical | Lithium-ion Battery | Lithium-ion Battery | Operational | 1000 | 1 | 21 | -156 | 0 | 0 | 0 | 0 | 0 | 0 | 1 | 0 | 0 | 0 | 0 | 0 | 0 | 0 | 0 | 0 | 0 | 0 | 1 | 1 | 0 | 0 | 1 | 0 | 0 | 0 | 1 | 0 | 1
CSIRO, ZBB Experimental Zinc-Bromide Flow Battery | Electro-chemical | Flow Battery | Zinc Bromine Flow Battery | De-Commissioned | 100 | 5 | -33 | 0 | 0 | 0 | 0 | 0 | 1 | 0 | 0 | 0 | 0 | 0 | 0 | 0 | 0 | 0 | 0 | 0 | 0 | 0 | 0 | 1 | 0 | 0 | 0 | 0 | 0 | 0 | 0 | 0 | 0
Washington State University 1 MW UET Flow Battery - Avista Utilities | Electro-chemical | Flow Battery | Vanadium Redox Flow Battery | Operational | 1000 | 3.2 | 46.7273 | -117.15 | 1 | 0 | 0 | 0 | 0 | 0 | 1 | 0 | 0 | 1 | 1 | 0 | 0 | 1 | 1 | 0 | 0 | 1 | 0 | 0 | 0 | 0 | 0 | 0 | 0 | 0 | 0 | 0 | 1
Los Angeles Community College District - Calmac | Thermal Storage | Ice Thermal Storage | Ice Thermal Storage | Operational | 4620 | 6 | 34.0868 | -118.29 | 0 | 0 | 0 | 0 | 1 | 0 | 1 | 0 | 1 | 0 | 0 | 0 | 0 | 0 | 0 | 0 | 0 | 0 | 0 | 0 | 0 | 0 | 0 | 0 | 0 | 0 | 0 | 0 | 0
NextEra Canada Development &amp; Acquisitions, Inc.- Parry | Electro-chemical | Lithium-ion Battery | Lithium-ion Battery | Announced | 2000 | 4 | 51 | -85 | 0 | 0 | 0 | 0 | 0 | 0 | 0 | 0 | 0 | 0 | 0 | 0 | 0 | 0 | 0 | 0 | 0 | 0 | 0 | 0 | 0 | 1 | 0 | 0 | 0 | 0 | 0 | 0 | 0
Japan-US Collaborative Smart Grid Project | Electro-chemical | Sodium based Battery | Sodium-sulfur Battery | Operational | 1000 | 6 | 35.8783 | -106.32 | 0 | 0 | 1 | 0 | 0 | 0 | 0 | 1 | 0 | 0 | 0 | 0 | 0 | 1 | 0 | 0 | 1 | 1 | 0 | 0 | 0 | 0 | 0 | 0 | 0 | 0 | 0 | 0 | 0
1 MW / 2 MWh - EPRI + Southern Company Pilot BESS - Cedartown, Georgia | Electro-chemical | Lithium-ion Battery | Lithium-ion Battery | Operational | 1000 | 2 | 34 | -85 | 0 | 0 | 0 | 0 | 0 | 0 | 1 | 0 | 0 | 0 | 0 | 0 | 0 | 1 | 0 | 0 | 0 | 0 | 1 | 1 | 0 | 0 | 0 | 0 | 0 | 0 | 0 | 0 | 1
Ice Energy project at 2010 Churn Creek Rd | Thermal Storage | Ice Thermal Storage | Ice Thermal Storage | Operational | 20 | 6 | 41 | 0 | 0 | 0 | 0 | 0 | 1 | 0 | 0 | 1 | 0 | 0 | 0 | 0 | 0 | 0 | 0 | 0 | 0 | 0 | 0 | 0 | 0 | 0 | 0 | 0 | 0 | 0 | 0 | 0 | 0
Ice Energy project at 100 Lake Blvd | Thermal Storage | Ice Thermal Storage | Ice Thermal Storage | Operational | 20 | 6 | 41 | 0 | 0 | 0 | 0 | 0 | 1 | 0 | 0 | 1 | 0 | 0 | 0 | 0 | 0 | 0 | 0 | 0 | 0 | 0 | 0 | 0 | 0 | 0 | 0 | 0 | 0 | 0 | 0 | 0 | 0
Warrior Run 10 MW Advancion Energy Storage - AES | Electro-chemical | Electro-chemical | Lithium-ion Battery | Operational | 10000 | 0 | 39.5987 | -78.74 | 0 | 0 | 0 | 0 | 0 | 0 | 0 | 0 | 0 | 1 | 1 | 0 | 0 | 0 | 0 | 0 | 0 | 0 | 0 | 0 | 0 | 0 | 0 | 0 | 0 | 0 | 0 | 0 | 0
20 Pacifica Irvine Co - AMS Hybrid-Electric Building | Electro-chemical | Electro-chemical | Lithium-ion Battery | Operational | 250 | 6 | 34 | 0 | 0 | 0 | 0 | 0 | 1 | 0 | 1 | 0 | 0 | 0 | 0 | 0 | 0 | 0 | 1 | 0 | 0 | 0 | 0 | 0 | 1 | 0 | 0 | 0 | 0 | 0 | 0 | 0 | 0
Nordstrom (Ala Moana Center) - Calmac | Thermal Storage | Ice Thermal Storage | Ice Thermal Storage | Operational | 1200 | 6 | 21.2913 | -157.84 | 0 | 0 | 0 | 0 | 1 | 0 | 1 | 0 | 0 | 0 | 0 | 0 | 0 | 0 | 0 | 0 | 0 | 0 | 0 | 0 | 0 | 0 | 0 | 0 | 0 | 0 | 0 | 0 | 0
Geli EOS enabled CODA Core System (City of Benicia City Hall) | Electro-chemical | Lithium-ion Battery | Lithium Iron Phosphate Battery | Operational | 20 | 2 | 38 | 0 | 0 | 0 | 0 | 0 | 0 | 1 | 0 | 0 | 0 | 0 | 0 | 0 | 0 | 0 | 0 | 0 | 1 | 0 | 1 | 0 | 0 | 0 | 0 | 0 | 0 | 0 | 0 | 0 | 0
2 MW - W.C. Beckjord Retired Coal Plant - Duke Energy | Electro-chemical | Lithium-ion Battery | Lithium-ion Battery | Operational | 2000 | 0 | 38.9487 | -84.28 | 0 | 0 | 0 | 0 | 0 | 0 | 0 | 0 | 0 | 0 | 1 | 0 | 0 | 0 | 0 | 0 | 0 | 0 | 0 | 0 | 0 | 0 | 0 | 0 | 0 | 0 | 0 | 0 | 0
Smart Operator Wincheringen LiOn | Electro-chemical | Lithium-ion Battery | Lithium-ion Battery | Operational | 30 | 1 | 50 | 6 | 0 | 0 | 0 | 0 | 0 | 0 | 1 | 0 | 0 | 0 | 0 | 0 | 0 | 0 | 0 | 0 | 0 | 0 | 0 | 1 | 0 | 1 | 0 | 0 | 0 | 0 | 0 | 0 | 0
Plate Taille Pumped Storage Power Plant | Pumped Hydro Storage | Open-loop Pumped Hydro Storage | Open-loop Pumped Hydro Storage | Operational | 143000 | 0 | 50.1858 | 4.38 | 0 | 0 | 0 | 0 | 0 | 0 | 1 | 1 | 0 | 1 | 0 | 0 | 0 | 0 | 0 | 0 | 0 | 0 | 0 | 0 | 0 | 0 | 0 | 0 | 0 | 0 | 0 | 0 | 0
Intelligentes Netz Energie Speicher System (INESS) | Electro-chemical | Lithium-ion Battery | Lithium-ion Battery | Operational | 27 | 2.33 | 48.9308 | 10.11 | 0 | 0 | 0 | 0 | 0 | 0 | 0 | 0 | 0 | 0 | 1 | 0 | 0 | 0 | 0 | 0 | 0 | 0 | 1 | 1 | 0 | 0 | 0 | 0 | 0 | 0 | 0 | 0 | 1
Puerto Errado 1 Thermosolar Power Plant | Thermal Storage | Molten Salt Thermal Storage | Molten Salt Thermal Storage | Operational | 1400 | 0.5 | 38.2831 | -1.6 | 0 | 0 | 0 | 0 | 0 | 0 | 0 | 0 | 0 | 0 | 0 | 0 | 0 | 0 | 0 | 0 | 0 | 0 | 1 | 1 | 0 | 0 | 0 | 0 | 0 | 0 | 0 | 0 | 0
Tanna Island Renewable Energy Community | Electro-chemical | Valve Regulated Lead-acid Battery | Valve Regulated Lead-acid Battery | Operational | 15 | 4.8 | -20 | 169 | 0 | 0 | 0 | 0 | 0 | 0 | 0 | 0 | 0 | 0 | 0 | 0 | 0 | 0 | 0 | 0 | 0 | 0 | 1 | 0 | 0 | 0 | 0 | 0 | 0 | 0 | 0 | 0 | 0
Gills Onions - Prudent Energy VRB-ESS | Electro-chemical | Flow Battery | Vanadium Redox Flow Battery | Operational | 600 | 6 | 34.1908 | -119.16 | 0 | 0 | 0 | 0 | 1 | 0 | 1 | 0 | 0 | 0 | 0 | 1 | 0 | 0 | 0 | 0 | 0 | 0 | 0 | 0 | 0 | 0 | 0 | 0 | 0 | 0 | 0 | 0 | 0
Vancouver Electrochemical Energy Storage Project - University of British Columbia | Electro-chemical | Lithium-ion Battery | Lithium Nickel Manganese Cobalt Battery | Operational | 1000 | 1 | 49.261 | -123.25 | 0 | 0 | 0 | 0 | 0 | 0 | 0 | 0 | 0 | 0 | 0 | 1 | 0 | 0 | 0 | 1 | 0 | 0 | 1 | 1 | 0 | 0 | 0 | 0 | 0 | 0 | 0 | 0 | 0
Regina High Wind and Storage Project - Cowessess First Nation | Electro-chemical | Lithium-ion Battery | Lithium-ion Battery | Operational | 400 | 1.87 | 50.417 | -104.46 | 0 | 0 | 0 | 0 | 0 | 0 | 0 | 1 | 0 | 0 | 0 | 1 | 0 | 0 | 0 | 0 | 0 | 0 | 1 | 1 | 0 | 0 | 0 | 0 | 0 | 0 | 0 | 0 | 0
NEC Kyuhsu BESS | Electro-chemical | Lithium-ion Battery | Lithium-ion Battery | Operational | 500 | 2.4 | 33.5904 | 130.4 | 0 | 0 | 0 | 0 | 0 | 0 | 0 | 0 | 0 | 0 | 0 | 0 | 0 | 0 | 0 | 0 | 0 | 0 | 1 | 1 | 1 | 0 | 0 | 0 | 0 | 0 | 0 | 0 | 0
ABB &amp; UK Power Networks Energy Storage Installation | Electro-chemical | Lithium-ion Battery | Lithium-ion Battery | De-Commissioned | 200 | 1 | 53 | 0 | 0 | 0 | 0 | 1 | 0 | 0 | 0 | 0 | 0 | 1 | 0 | 0 | 0 | 0 | 0 | 0 | 0 | 0 | 0 | 1 | 0 | 0 | 0 | 0 | 0 | 0 | 0 | 0 | 1
Western Power Distribution (WPD) Battery Storage Facility - RES (UK) | Electro-chemical | Electro-chemical | Electro-chemical | Operational | 300 | 2.13 | 51.0737 | -2.71 | 0 | 0 | 0 | 0 | 0 | 1 | 1 | 0 | 0 | 0 | 0 | 0 | 0 | 0 | 0 | 0 | 0 | 0 | 1 | 1 | 0 | 0 | 0 | 0 | 0 | 0 | 0 | 0 | 0
Golden Valley Electric Association (GVEA) Battery Energy Storage System (BESS) | Electro-chemical | Nickel based Battery | Nickel-cadmium Battery | Operational | 27000 | 0.25 | 64.8378 | -147.72 | 0 | 0 | 0 | 0 | 0 | 0 | 0 | 0 | 0 | 1 | 0 | 1 | 1 | 0 | 0 | 0 | 0 | 0 | 0 | 0 | 0 | 0 | 0 | 0 | 0 | 0 | 0 | 0 | 1
KT GAMACO Project | Electro-chemical | Lithium-ion Battery | Lithium-ion Battery | Operational | 250 | 2 | 38 | 0 | 0 | 0 | 0 | 0 | 1 | 0 | 1 | 0 | 0 | 0 | 0 | 0 | 0 | 0 | 0 | 0 | 0 | 0 | 0 | 0 | 0 | 0 | 0 | 0 | 0 | 0 | 0 | 0 | 0
Grapzow 140 MW Wind Park with 1 MW Power to Gas System | Hydrogen Storage | Hydrogen Storage | Hydrogen Storage | Operational | 1000 | 27 | 53.712 | 13.29 | 0 | 0 | 0 | 0 | 0 | 0 | 0 | 0 | 0 | 0 | 0 | 0 | 0 | 0 | 0 | 0 | 0 | 0 | 1 | 0 | 0 | 0 | 0 | 0 | 0 | 0 | 0 | 0 | 0
Tierra Atacama Hotel &amp; Spa | Electro-chemical | Electro-chemical | Electro-chemical | Operational | 180 | 1.83 | -23 | -68 | 1 | 0 | 0 | 0 | 0 | 0 | 0 | 0 | 0 | 0 | 0 | 0 | 0 | 0 | 1 | 1 | 1 | 0 | 0 | 0 | 0 | 0 | 0 | 0 | 0 | 0 | 0 | 0 | 0
EEBatt - Energy Neighbor Pilot Project | Electro-chemical | Lithium-ion Battery | Lithium Iron Phosphate Battery | Operational | 249 | 0.8 | 47 | 0 | 0 | 0 | 0 | 0 | 0 | 0 | 1 | 0 | 0 | 0 | 0 | 1 | 1 | 0 | 1 | 0 | 1 | 0 | 0 | 0 | 0 | 0 | 0 | 0 | 0 | 0 | 0 | 0 | 0
20 kW / 72 kWh ICL Fire Retardant Production Site - Rancho Cucamonga, CA | Electro-chemical | Electro-chemical | Zinc Bromine Flow Battery | Operational | 20 | 3.6 | 34 | -118 | 0 | 1 | 0 | 0 | 1 | 0 | 1 | 0 | 0 | 0 | 0 | 0 | 0 | 0 | 1 | 0 | 0 | 0 | 0 | 0 | 1 | 0 | 0 | 0 | 0 | 0 | 0 | 0 | 0
Tozzi Green - i-NEXT | Electro-chemical | Sodium based Battery | Sodium based Battery | Operational | 100 | 3 | 38.1254 | 14.72 | 0 | 0 | 0 | 0 | 0 | 0 | 0 | 0 | 0 | 0 | 0 | 1 | 0 | 0 | 0 | 0 | 1 | 0 | 0 | 1 | 0 | 0 | 0 | 0 | 0 | 0 | 0 | 0 | 0
Jocassee Pumped Hydro Storage | Pumped Hydro Storage | Open-loop Pumped Hydro Storage | Open-loop Pumped Hydro Storage | Operational | 710000 | 0 | 34.9603 | -82.92 | 0 | 0 | 0 | 0 | 0 | 0 | 1 | 0 | 0 | 0 | 0 | 0 | 0 | 0 | 0 | 0 | 0 | 0 | 0 | 0 | 0 | 0 | 0 | 0 | 0 | 0 | 0 | 0 | 0
Kruonis Hydro Pumped Storage &amp; Extension Project | Pumped Hydro Storage | Open-loop Pumped Hydro Storage | Open-loop Pumped Hydro Storage | Operational | 900000 | 12 | 54.7979 | 24.25 | 0 | 0 | 0 | 0 | 0 | 0 | 1 | 0 | 0 | 1 | 0 | 0 | 0 | 0 | 0 | 0 | 0 | 0 | 0 | 0 | 0 | 0 | 0 | 0 | 0 | 0 | 0 | 0 | 0
CODA Energy - CORE 40/30 | Electro-chemical | Lithium-ion Battery | Lithium Iron Phosphate Battery | Operational | 30 | 1.33 | 34.1418 | -118 | 0 | 0 | 0 | 0 | 1 | 0 | 0 | 0 | 0 | 0 | 0 | 0 | 0 | 0 | 0 | 0 | 0 | 0 | 0 | 0 | 0 | 0 | 0 | 0 | 0 | 0 | 0 | 1 | 0
Nishi-Sendai Substation - Tohoku Electric / Toshiba | Electro-chemical | Lithium-ion Battery | Lithium-ion Battery | Operational | 40000 | 0.5 | 38.2682 | 140.87 | 0 | 0 | 0 | 0 | 0 | 0 | 0 | 0 | 0 | 0 | 1 | 0 | 0 | 0 | 0 | 0 | 0 | 0 | 0 | 0 | 0 | 0 | 0 | 0 | 0 | 0 | 0 | 0 | 1
Waldeck I Pumped Hydro Power Plant | Pumped Hydro Storage | Open-loop Pumped Hydro Storage | Open-loop Pumped Hydro Storage | Operational | 140000 | 3.4 | 51.1624 | 9.06 | 0 | 0 | 0 | 0 | 0 | 0 | 1 | 1 | 0 | 0 | 0 | 0 | 0 | 0 | 0 | 0 | 0 | 0 | 0 | 0 | 0 | 0 | 0 | 0 | 0 | 0 | 0 | 0 | 0
Fast-Charging e-Bus MÃ¼nster | Electro-chemical | Lithium-ion Battery | Lithium Nickel Manganese Cobalt Battery | Operational | 55 | 2 | 51.9401 | 7.64 | 0 | 0 | 0 | 0 | 0 | 0 | 0 | 0 | 0 | 0 | 0 | 0 | 0 | 0 | 0 | 0 | 1 | 0 | 0 | 1 | 0 | 1 | 0 | 0 | 0 | 0 | 0 | 0 | 0
Yerba Buena Battery Energy Storage Pilot Project - Pacific Gas &amp; Electric Company | Electro-chemical | Sodium based Battery | Sodium-sulfur Battery | Operational | 4000 | 7 | 37.3062 | -121.75 | 0 | 0 | 0 | 0 | 0 | 0 | 1 | 0 | 0 | 0 | 1 | 1 | 0 | 0 | 0 | 1 | 0 | 0 | 1 | 1 | 0 | 0 | 0 | 0 | 0 | 0 | 0 | 0 | 0
IPL Advancion Energy Storage Array | Electro-chemical | Lithium-ion Battery | Lithium-ion Battery | Operational | 20000 | 1 | 39.7113 | -86.19 | 0 | 0 | 0 | 0 | 0 | 0 | 0 | 0 | 0 | 0 | 1 | 0 | 0 | 0 | 0 | 0 | 0 | 0 | 0 | 0 | 0 | 0 | 0 | 0 | 0 | 0 | 0 | 0 | 0
DlouhÃ© StrÃ¡nÄ› Pumped Storage Power Plant | Pumped Hydro Storage | Open-loop Pumped Hydro Storage | Open-loop Pumped Hydro Storage | Operational | 650000 | 4.92 | 50.0818 | 17.18 | 0 | 0 | 0 | 0 | 0 | 0 | 1 | 1 | 0 | 1 | 1 | 0 | 0 | 0 | 0 | 0 | 0 | 0 | 0 | 0 | 0 | 0 | 0 | 0 | 0 | 0 | 0 | 0 | 1
Sardar Sarovar Pumped Storage Power Station | Pumped Hydro Storage | Open-loop Pumped Hydro Storage | Open-loop Pumped Hydro Storage | Operational | 1450000 | 0 | 22.7997 | 72.58 | 0 | 0 | 0 | 0 | 0 | 0 | 1 | 1 | 0 | 0 | 0 | 0 | 0 | 0 | 0 | 0 | 0 | 0 | 0 | 0 | 0 | 0 | 0 | 0 | 0 | 0 | 0 | 0 | 0
RES Battery Utility of Ohio | Electro-chemical | Lithium-ion Battery | Lithium Iron Phosphate Battery | Operational | 4000 | 0.65 | 40.2611 | -82.83 | 0 | 0 | 0 | 0 | 0 | 0 | 0 | 0 | 0 | 0 | 1 | 0 | 0 | 0 | 0 | 0 | 0 | 0 | 0 | 0 | 0 | 0 | 0 | 0 | 0 | 0 | 0 | 0 | 0
Enel Livorno Test Facility: 15 kW Lithium Ion | Electro-chemical | Lithium-ion Battery | Lithium Iron Phosphate Battery | Operational | 15 | 1 | 43.5485 | 10.31 | 0 | 0 | 0 | 0 | 0 | 0 | 0 | 0 | 0 | 0 | 1 | 0 | 0 | 0 | 0 | 0 | 0 | 0 | 0 | 0 | 0 | 0 | 0 | 0 | 0 | 0 | 0 | 0 | 0
Goldisthal Pumped Storage Power Station | Pumped Hydro Storage | Open-loop Pumped Hydro Storage | Open-loop Pumped Hydro Storage | Operational | 1060000 | 8 | 50.5 | 11.17 | 1 | 0 | 0 | 0 | 0 | 0 | 1 | 1 | 0 | 0 | 1 | 0 | 0 | 0 | 0 | 0 | 0 | 0 | 0 | 0 | 0 | 0 | 0 | 0 | 0 | 0 | 0 | 0 | 1
S&amp;C CES: Chicago/PJM Frequency Regulation | Electro-chemical | Lithium-ion Battery | Lithium-ion Battery | Operational | 150 | 0 | 41.8781 | -87.63 | 0 | 0 | 0 | 0 | 0 | 0 | 0 | 0 | 0 | 0 | 1 | 0 | 0 | 0 | 0 | 0 | 0 | 0 | 0 | 0 | 0 | 0 | 0 | 0 | 0 | 0 | 0 | 0 | 0
Seville BESS Abeinsa- Instalaciones Inabensa (Abengoa) | Electro-chemical | Lithium-ion Battery | Lithium Nickel Manganese Cobalt Battery | Operational | 1000 | 0.33 | 37.3891 | -5.98 | 0 | 0 | 0 | 0 | 0 | 0 | 0 | 0 | 0 | 1 | 1 | 0 | 0 | 0 | 0 | 0 | 0 | 1 | 0 | 0 | 0 | 0 | 0 | 0 | 0 | 0 | 0 | 0 | 1
Diamant PV Plant &amp; Energy Storage | Electro-chemical | Lithium-ion Battery | Lithium-ion Battery | Operational | 2472 | 0.8 | 14.4887 | -61.01 | 0 | 0 | 0 | 0 | 0 | 0 | 0 | 0 | 0 | 0 | 0 | 0 | 0 | 0 | 0 | 0 | 0 | 0 | 1 | 1 | 0 | 0 | 0 | 0 | 0 | 0 | 0 | 0 | 0
Hohhot Pumped Storage Power Station - Alstom / GE | Pumped Hydro Storage | Open-loop Pumped Hydro Storage | Open-loop Pumped Hydro Storage | Operational | 1224000 | 0 | 40.8423 | 111.75 | 0 | 0 | 0 | 0 | 0 | 0 | 1 | 0 | 0 | 1 | 1 | 0 | 0 | 0 | 0 | 0 | 0 | 0 | 0 | 1 | 0 | 0 | 0 | 0 | 0 | 0 | 0 | 0 | 0
Tai&#039;an Pumped Storage Power Station | Pumped Hydro Storage | Open-loop Pumped Hydro Storage | Open-loop Pumped Hydro Storage | Operational | 1000000 | 0 | 36.2003 | 117.09 | 0 | 0 | 0 | 0 | 0 | 0 | 1 | 0 | 0 | 1 | 1 | 0 | 0 | 1 | 0 | 0 | 0 | 0 | 0 | 0 | 0 | 0 | 0 | 0 | 0 | 0 | 0 | 0 | 1
SCE LESTA: 2 MW A123 Test | Electro-chemical | Lithium-ion Battery | Lithium-ion Battery | Operational | 2000 | 0.25 | 33.7513 | -117.99 | 0 | 0 | 0 | 0 | 0 | 0 | 0 | 0 | 0 | 0 | 0 | 1 | 0 | 1 | 0 | 0 | 0 | 0 | 0 | 0 | 0 | 0 | 0 | 0 | 0 | 0 | 0 | 0 | 0
Auwahi Wind Farm | Electro-chemical | Lithium-ion Battery | Lithium-ion Battery | Operational | 11000 | 2.5 | 20.791 | -156.33 | 0 | 0 | 0 | 0 | 0 | 0 | 0 | 0 | 0 | 0 | 0 | 0 | 0 | 0 | 0 | 0 | 0 | 1 | 0 | 0 | 0 | 0 | 0 | 0 | 0 | 0 | 0 | 0 | 0
Del Lago Academy (IES) | Electro-chemical | Lithium-ion Battery | Lithium Polymer Battery | Operational | 100 | 2 | 33.0983 | -117.1 | 0 | 0 | 0 | 0 | 0 | 1 | 0 | 0 | 0 | 0 | 0 | 1 | 0 | 0 | 0 | 0 | 0 | 0 | 0 | 0 | 0 | 0 | 0 | 0 | 0 | 0 | 0 | 0 | 0
Xianyou Pumped Storage Power Station | Pumped Hydro Storage | Open-loop Pumped Hydro Storage | Open-loop Pumped Hydro Storage | Operational | 1200000 | 0 | 25.3621 | 118.69 | 0 | 0 | 0 | 0 | 0 | 0 | 1 | 1 | 0 | 1 | 1 | 0 | 0 | 1 | 0 | 0 | 0 | 0 | 0 | 0 | 0 | 0 | 0 | 0 | 0 | 0 | 0 | 0 | 0
Carlsbad 7-Eleven Green Charge Networks Greenstation | Electro-chemical | Lithium-ion Battery | Lithium-ion Battery | Operational | 30 | 1 | 33.1216 | -117.32 | 0 | 0 | 0 | 0 | 1 | 0 | 0 | 0 | 0 | 0 | 0 | 0 | 0 | 0 | 0 | 0 | 0 | 0 | 0 | 0 | 0 | 0 | 0 | 0 | 0 | 0 | 0 | 0 | 0
Golden Hills - NextEra Energy | Electro-chemical | Electro-chemical | Lithium-ion Battery | Contracted | 30000 | 2 | 37.6819 | -121.77 | 0 | 0 | 0 | 1 | 0 | 0 | 1 | 0 | 0 | 0 | 0 | 0 | 0 | 0 | 0 | 0 | 0 | 0 | 1 | 1 | 0 | 0 | 0 | 0 | 0 | 0 | 0 | 0 | 0
McHenry Battery Storage Project - EDF Renewable Energy | Electro-chemical | Electro-chemical | Lithium-ion Battery | Operational | 20000 | 2.33 | 42.304 | -88.4 | 0 | 0 | 0 | 0 | 0 | 0 | 0 | 1 | 0 | 0 | 1 | 0 | 0 | 0 | 0 | 0 | 0 | 0 | 0 | 0 | 0 | 0 | 0 | 0 | 0 | 0 | 0 | 0 | 0
Alachua County Library | Thermal Storage | Ice Thermal Storage | Ice Thermal Storage | Operational | 100 | 9 | 30 | 0 | 0 | 0 | 0 | 0 | 1 | 0 | 1 | 0 | 1 | 0 | 0 | 0 | 0 | 0 | 0 | 0 | 0 | 0 | 0 | 0 | 0 | 0 | 0 | 0 | 0 | 0 | 0 | 0 | 0
The Zurich Dietikon 1 MW BESS | Electro-chemical | Lithium-ion Battery | Lithium-ion Battery | Operational | 1000 | 0.5 | 47.4048 | 8.56 | 0 | 0 | 0 | 0 | 0 | 0 | 1 | 1 | 0 | 0 | 1 | 1 | 0 | 0 | 0 | 0 | 0 | 0 | 0 | 0 | 0 | 1 | 0 | 0 | 0 | 0 | 0 | 0 | 0
Ponte Winery - Ice Energy | Thermal Storage | Ice Thermal Storage | Ice Thermal Storage | Operational | 60 | 6 | 33.5369 | -117.05 | 0 | 0 | 0 | 0 | 1 | 0 | 1 | 1 | 0 | 0 | 0 | 0 | 0 | 0 | 0 | 0 | 0 | 0 | 0 | 0 | 0 | 0 | 0 | 0 | 0 | 0 | 0 | 0 | 0
Tortilla Flats Restaurant - Ice Energy | Thermal Storage | Ice Thermal Storage | Ice Thermal Storage | Operational | 20 | 6 | 40.5739 | -122.37 | 0 | 0 | 0 | 0 | 1 | 0 | 0 | 1 | 0 | 0 | 0 | 0 | 0 | 0 | 0 | 0 | 0 | 0 | 0 | 0 | 0 | 0 | 0 | 0 | 0 | 0 | 0 | 0 | 0
Skyway Recreation Products - Ice Energy | Thermal Storage | Ice Thermal Storage | Ice Thermal Storage | Operational | 20 | 6 | 40.6264 | -122.38 | 0 | 0 | 0 | 0 | 1 | 0 | 0 | 1 | 0 | 0 | 0 | 0 | 0 | 0 | 0 | 0 | 0 | 0 | 0 | 0 | 0 | 0 | 0 | 0 | 0 | 0 | 0 | 0 | 0
Sault Ste. Marie Energy Storage - Convergent + GE / IESO | Electro-chemical | Electro-chemical | Lithium-ion Battery | Contracted | 7000 | 1 | 46.5219 | -84.35 | 0 | 0 | 0 | 0 | 0 | 0 | 0 | 0 | 0 | 0 | 0 | 0 | 0 | 0 | 0 | 0 | 0 | 0 | 0 | 0 | 0 | 0 | 0 | 0 | 0 | 0 | 0 | 0 | 1
EPCC Thermal Storage: Valle Verde | Thermal Storage | Ice Thermal Storage | Ice Thermal Storage | Operational | 930 | 8 | 31.7535 | -106.37 | 0 | 0 | 0 | 0 | 1 | 0 | 1 | 0 | 0 | 0 | 0 | 0 | 0 | 0 | 0 | 0 | 0 | 0 | 0 | 0 | 0 | 0 | 0 | 0 | 0 | 0 | 0 | 0 | 0
BESS Neuhardenberg | Electro-chemical | Electro-chemical | Lithium Iron Phosphate Battery | Operational | 5000 | 1 | 52.6016 | 14.24 | 0 | 0 | 0 | 0 | 0 | 0 | 0 | 0 | 0 | 0 | 1 | 0 | 0 | 0 | 0 | 0 | 0 | 0 | 0 | 0 | 0 | 0 | 0 | 0 | 0 | 0 | 0 | 0 | 0
Stone Edge Farm Winery- All Iron Flow Battery (IFB) | Electro-chemical | Flow Battery | Flow Battery | Operational | 10 | 6 | 38 | 0 | 0 | 0 | 0 | 0 | 0 | 0 | 0 | 0 | 0 | 0 | 0 | 0 | 1 | 0 | 1 | 1 | 1 | 0 | 0 | 1 | 0 | 0 | 0 | 0 | 0 | 0 | 0 | 0 | 0
Mitsubishi UPS at CoreSite Santa Clara Data Center | Electro-chemical | Electro-chemical | Electro-chemical | Operational | 1500 | 0 | 37.3752 | -121.97 | 0 | 0 | 0 | 0 | 0 | 0 | 0 | 0 | 0 | 1 | 0 | 0 | 0 | 0 | 0 | 0 | 0 | 0 | 0 | 0 | 1 | 0 | 0 | 0 | 0 | 0 | 0 | 0 | 0
China EPRI 15 kW/19kWh Micro-grid | Electro-chemical | Lithium-ion Battery | Lithium Iron Phosphate Battery | Operational | 15 | 1.27 | 36 | 104 | 0 | 0 | 0 | 0 | 0 | 0 | 0 | 0 | 0 | 0 | 1 | 0 | 0 | 0 | 0 | 0 | 0 | 0 | 0 | 0 | 0 | 0 | 0 | 0 | 0 | 0 | 0 | 0 | 0
Toronto Zoo - Ice Energy | Thermal Storage | Ice Thermal Storage | Ice Thermal Storage | Operational | 15 | 4.67 | 44 | 0 | 0 | 0 | 0 | 0 | 0 | 0 | 1 | 0 | 0 | 0 | 0 | 0 | 0 | 0 | 0 | 0 | 0 | 0 | 0 | 0 | 0 | 0 | 0 | 0 | 0 | 0 | 0 | 0 | 0
Tunghai Green Transportation Management and Development / Low Carbon Demonstration Project | Electro-chemical | Lead-acid Battery | Lead-acid Battery | Operational | 2 | 3.6 | 24.2332 | 120.94 | 0 | 0 | 0 | 0 | 0 | 0 | 0 | 0 | 0 | 0 | 0 | 0 | 0 | 0 | 0 | 1 | 0 | 0 | 0 | 0 | 0 | 0 | 0 | 0 | 0 | 0 | 0 | 1 | 0
Technology Solutions for Wind Integration - Center For Commercialization of Electric Technology (CCET) | Electro-chemical | Lithium-ion Battery | Lithium Manganese Oxide Battery | Operational | 1000 | 1 | 33.5934 | -102.03 | 0 | 0 | 0 | 0 | 0 | 0 | 0 | 0 | 0 | 1 | 1 | 0 | 0 | 0 | 0 | 0 | 0 | 1 | 1 | 0 | 0 | 0 | 0 | 0 | 0 | 0 | 0 | 0 | 1
Bailianhe Pumped Storage Power Station | Pumped Hydro Storage | Open-loop Pumped Hydro Storage | Open-loop Pumped Hydro Storage | Operational | 1200000 | 0 | 30.6087 | 115.56 | 0 | 0 | 0 | 0 | 0 | 0 | 1 | 0 | 0 | 0 | 0 | 0 | 0 | 0 | 0 | 0 | 0 | 0 | 0 | 0 | 0 | 0 | 0 | 0 | 0 | 0 | 0 | 0 | 0
La Africana Solar Power Plant | Thermal Storage | Molten Salt Thermal Storage | Molten Salt Thermal Storage | Operational | 50000 | 7.5 | 37.807 | -5.1 | 0 | 0 | 0 | 0 | 0 | 0 | 0 | 0 | 0 | 0 | 0 | 0 | 0 | 0 | 0 | 0 | 0 | 0 | 1 | 1 | 0 | 0 | 0 | 0 | 0 | 0 | 0 | 0 | 0
15 MW Energy Storage at Weiher Cogeneration Plant - STEAG GmbH | Electro-chemical | Lithium-ion Battery | Lithium-ion Battery | Contracted | 15000 | 1.5 | 49.2965 | 7.35 | 0 | 0 | 0 | 0 | 0 | 0 | 0 | 0 | 0 | 0 | 1 | 0 | 0 | 0 | 0 | 0 | 0 | 0 | 0 | 0 | 0 | 0 | 0 | 0 | 0 | 0 | 0 | 0 | 0
Alliant Energy - Solar Demonstration Project | Electro-chemical | Lithium-ion Battery | Lithium-ion Battery | Operational | 30 | 1 | 43 | 0 | 0 | 0 | 0 | 0 | 1 | 1 | 1 | 0 | 0 | 0 | 0 | 0 | 0 | 0 | 0 | 0 | 0 | 0 | 0 | 0 | 0 | 0 | 0 | 0 | 0 | 0 | 0 | 0 | 0
Monroe Community College CES Unit for Grid Support - DTE Energy | Electro-chemical | Lithium-ion Battery | Lithium-ion Battery | Operational | 500 | 0.5 | 41.9164 | -83.47 | 0 | 0 | 0 | 0 | 0 | 1 | 0 | 0 | 0 | 0 | 0 | 0 | 0 | 0 | 0 | 0 | 1 | 0 | 1 | 0 | 0 | 0 | 0 | 0 | 0 | 0 | 0 | 0 | 1
Ice Energy project at 901 E Alosta Ave | Thermal Storage | Ice Thermal Storage | Ice Thermal Storage | Operational | 120 | 6 | 34 | 0 | 0 | 0 | 0 | 0 | 1 | 0 | 0 | 1 | 0 | 0 | 0 | 0 | 0 | 0 | 0 | 0 | 0 | 0 | 0 | 0 | 0 | 0 | 0 | 0 | 0 | 0 | 0 | 0 | 0
Ice Energy project at 701 E. Foothill Blvd | Thermal Storage | Ice Thermal Storage | Ice Thermal Storage | Operational | 120 | 6 | 34 | 0 | 0 | 0 | 0 | 0 | 1 | 0 | 0 | 1 | 0 | 0 | 0 | 0 | 0 | 0 | 0 | 0 | 0 | 0 | 0 | 0 | 0 | 0 | 0 | 0 | 0 | 0 | 0 | 0 | 0
Korea Electrotechnology Research Institute 250 kW | Electro-chemical | Lithium-ion Battery | Lithium Polymer Battery | Operational | 250 | 1.7 | 35 | 0 | 0 | 0 | 0 | 0 | 1 | 0 | 0 | 0 | 0 | 0 | 0 | 0 | 0 | 0 | 0 | 0 | 0 | 0 | 0 | 0 | 0 | 0 | 0 | 0 | 0 | 0 | 0 | 0 | 0
Kaua&#039;i Dispatchable Solar Storage - 13 MW / 52MWh - SolarCity | Electro-chemical | Lithium-ion Battery | Lithium-ion Battery | Contracted | 13000 | 4 | 21.9661 | -159.57 | 0 | 0 | 0 | 0 | 0 | 0 | 1 | 0 | 0 | 0 | 0 | 0 | 0 | 0 | 0 | 0 | 0 | 0 | 0 | 1 | 0 | 0 | 0 | 0 | 0 | 0 | 0 | 0 | 0
Taft Botanical Gardens - SimpliPhi Power | Electro-chemical | Lithium Iron Phosphate Battery | Lithium Iron Phosphate Battery | Operational | 10 | 4 | 34 | -119 | 0 | 0 | 0 | 0 | 0 | 0 | 0 | 0 | 0 | 0 | 0 | 0 | 0 | 0 | 1 | 0 | 0 | 0 | 0 | 0 | 0 | 0 | 0 | 0 | 0 | 0 | 0 | 0 | 0
Randolph-Macon College - Dominion Virginia Power | Electro-chemical | Electro-chemical | Zinc Iron Flow Battery | Operational | 48 | 0 | 38 | -77 | 0 | 0 | 0 | 0 | 0 | 0 | 0 | 0 | 0 | 0 | 0 | 0 | 0 | 0 | 0 | 0 | 1 | 0 | 1 | 0 | 1 | 0 | 0 | 0 | 0 | 0 | 0 | 0 | 0
EnerVault Redox Flow Battery Demo Project | Electro-chemical | Flow Battery | Iron-chromium Flow Battery | De-Commissioned | 250 | 4 | 37.5263 | -120.8 | 0 | 0 | 0 | 0 | 0 | 0 | 1 | 0 | 0 | 0 | 0 | 0 | 0 | 0 | 0 | 0 | 1 | 0 | 0 | 0 | 0 | 0 | 0 | 0 | 0 | 0 | 0 | 0 | 0
SCE Distributed Energy Storage Integration (DESI) Pilot 1 | Electro-chemical | Lithium-ion Battery | Lithium-ion Battery | Operational | 2400 | 1.62 | 33.7866 | -117.88 | 0 | 0 | 0 | 0 | 0 | 0 | 0 | 0 | 0 | 0 | 0 | 0 | 0 | 0 | 0 | 0 | 0 | 0 | 0 | 0 | 0 | 1 | 0 | 0 | 0 | 0 | 0 | 0 | 1
PDE Smart Microgrid System | Electro-chemical | Lithium-ion Battery | Lithium Polymer Battery | Operational | 90 | 0.33 | 34 | 0 | 0 | 0 | 0 | 0 | 0 | 1 | 0 | 0 | 0 | 0 | 0 | 0 | 0 | 0 | 0 | 0 | 0 | 0 | 1 | 0 | 0 | 0 | 1 | 0 | 0 | 0 | 0 | 0 | 0
AllCell Chicago EV Charging Station | Electro-chemical | Lithium-ion Battery | Lithium-ion Battery | Operational | 40 | 0 | 42.0451 | -87.69 | 0 | 0 | 0 | 0 | 0 | 0 | 0 | 0 | 0 | 0 | 0 | 0 | 0 | 0 | 0 | 1 | 0 | 0 | 0 | 0 | 0 | 0 | 0 | 0 | 0 | 0 | 0 | 0 | 0
Pilbara Meta Maya Regional Aboriginal Corporation - EMC | Electro-chemical | Electro-chemical | Electro-chemical | Operational | 40 | 1.6 | -20 | 0 | 0 | 0 | 0 | 0 | 0 | 0 | 0 | 0 | 0 | 0 | 0 | 0 | 0 | 0 | 1 | 1 | 1 | 0 | 0 | 1 | 1 | 0 | 0 | 0 | 0 | 0 | 0 | 0 | 0
Axion PowerCube for PJM (New Castle, PA) | Electro-chemical | Lead-acid Battery | Lead Carbon Battery | Operational | 500 | 0.5 | 41 | -80 | 0 | 0 | 0 | 0 | 0 | 0 | 0 | 0 | 0 | 0 | 1 | 0 | 0 | 0 | 0 | 0 | 0 | 0 | 0 | 0 | 0 | 0 | 0 | 0 | 0 | 0 | 0 | 0 | 0
Aikang 35 kw/37 kWh Micro-Grid | Electro-chemical | Lithium-ion Battery | Lithium Iron Phosphate Battery | Operational | 35 | 1 | 32 | 121 | 1 | 0 | 0 | 0 | 0 | 0 | 0 | 1 | 0 | 0 | 0 | 0 | 0 | 0 | 0 | 0 | 0 | 0 | 0 | 0 | 0 | 0 | 0 | 0 | 0 | 0 | 0 | 0 | 0
Airbnb and kitHAUS Microgrid Pop Up House | Electro-chemical | Lithium-ion Battery | Lithium-ion Battery | Operational | 5 | 1 | 34 | -118 | 0 | 0 | 0 | 0 | 0 | 0 | 0 | 0 | 0 | 0 | 0 | 0 | 0 | 0 | 1 | 0 | 0 | 0 | 0 | 0 | 0 | 0 | 0 | 0 | 0 | 0 | 0 | 0 | 0
Toshiba Unga Station TESS | Electro-chemical | Lithium-ion Battery | Lithium Ion Titanate Battery | Operational | 1000 | 2.83 | 35.8563 | 139.9 | 0 | 0 | 0 | 0 | 0 | 0 | 1 | 0 | 0 | 0 | 0 | 0 | 0 | 0 | 0 | 0 | 0 | 0 | 0 | 0 | 0 | 0 | 0 | 0 | 0 | 0 | 0 | 1 | 0
The Zhangbei Project - State Grid / Sparton Resources | Electro-chemical | Electro-chemical | Vanadium Redox Flow Battery | Operational | 2000 | 4 | 41.1586 | 114.72 | 0 | 0 | 0 | 0 | 0 | 0 | 0 | 0 | 0 | 0 | 0 | 0 | 0 | 0 | 0 | 0 | 0 | 0 | 0 | 1 | 0 | 0 | 0 | 0 | 0 | 0 | 0 | 0 | 0
SÃ¼wag - Bosch Community ESS | Electro-chemical | Lithium-ion Battery | Lithium Iron Phosphate Battery | Operational | 50 | 2.7 | 50.0597 | 8.53 | 0 | 0 | 0 | 0 | 0 | 0 | 0 | 0 | 0 | 0 | 0 | 0 | 0 | 0 | 1 | 0 | 1 | 0 | 0 | 1 | 0 | 0 | 0 | 0 | 0 | 0 | 0 | 0 | 0
Laney College Green Charge Networks GreenStation | Electro-chemical | Lithium-ion Battery | Lithium-ion Battery | Operational | 30 | 1 | 38 | 0 | 0 | 0 | 0 | 0 | 1 | 0 | 0 | 0 | 0 | 0 | 0 | 0 | 0 | 0 | 0 | 0 | 0 | 0 | 0 | 0 | 0 | 0 | 0 | 0 | 0 | 0 | 0 | 1 | 0
Merritt College Green Charge Networks GreenStation | Electro-chemical | Lithium-ion Battery | Lithium-ion Battery | Operational | 30 | 1 | 38 | 0 | 0 | 0 | 0 | 0 | 1 | 0 | 0 | 0 | 0 | 0 | 0 | 0 | 0 | 0 | 0 | 0 | 0 | 0 | 0 | 0 | 0 | 0 | 0 | 0 | 0 | 0 | 0 | 1 | 0
Peralta College Green Charge Networks GreenStation | Electro-chemical | Lithium-ion Battery | Lithium-ion Battery | Operational | 30 | 1 | 38 | 0 | 0 | 0 | 0 | 0 | 1 | 0 | 0 | 0 | 0 | 0 | 0 | 0 | 0 | 0 | 0 | 0 | 0 | 0 | 0 | 0 | 0 | 0 | 0 | 0 | 0 | 0 | 0 | 1 | 0
250 kWh Berkshire Farm (Anesco UK) | Electro-chemical | Electro-chemical | Electro-chemical | Operational | 250 | 1 | 51.467 | -1.19 | 0 | 0 | 0 | 0 | 0 | 0 | 0 | 0 | 0 | 0 | 0 | 0 | 0 | 0 | 0 | 0 | 1 | 0 | 1 | 0 | 1 | 0 | 0 | 0 | 0 | 0 | 0 | 0 | 0
Bajina Basta Reversible Hydro Power Plant | Pumped Hydro Storage | Open-loop Pumped Hydro Storage | Open-loop Pumped Hydro Storage | Operational | 614000 | 0 | 43.9556 | 19.45 | 0 | 0 | 0 | 0 | 0 | 0 | 1 | 1 | 0 | 0 | 0 | 0 | 0 | 0 | 0 | 0 | 0 | 0 | 0 | 0 | 0 | 0 | 0 | 0 | 0 | 0 | 0 | 0 | 0
164 W. Magnolia - Ice Energy | Thermal Storage | Ice Thermal Storage | Ice Thermal Storage | Operational | 8 | 0 | 34.178 | -118.32 | 0 | 0 | 0 | 0 | 1 | 0 | 0 | 1 | 0 | 0 | 0 | 0 | 0 | 0 | 0 | 0 | 0 | 0 | 0 | 0 | 0 | 0 | 0 | 0 | 0 | 0 | 0 | 0 | 0
Lancaster MOAH Green Charge Networks Greenstation | Electro-chemical | Lithium-ion Battery | Lithium-ion Battery | Operational | 30 | 1 | 35 | 0 | 0 | 0 | 0 | 0 | 1 | 0 | 0 | 0 | 0 | 0 | 0 | 0 | 0 | 0 | 0 | 0 | 0 | 0 | 0 | 0 | 0 | 0 | 0 | 0 | 0 | 0 | 0 | 1 | 0
Escondido Energy Storage | Electro-chemical | Lithium-ion Battery | Lithium-ion Battery | Operational | 30000 | 4 | 33.1192 | -117.09 | 0 | 0 | 0 | 0 | 0 | 0 | 1 | 0 | 0 | 0 | 1 | 0 | 0 | 0 | 0 | 0 | 0 | 0 | 0 | 0 | 1 | 0 | 0 | 0 | 0 | 0 | 0 | 0 | 0
Hiwassee Dam | Pumped Hydro Storage | Open-loop Pumped Hydro Storage | Open-loop Pumped Hydro Storage | Operational | 185000 | 0 | 35.1135 | -84.06 | 0 | 0 | 0 | 0 | 0 | 0 | 1 | 1 | 0 | 0 | 0 | 0 | 0 | 0 | 0 | 0 | 0 | 0 | 0 | 0 | 0 | 0 | 0 | 0 | 0 | 0 | 0 | 0 | 0
Redding Furniture and Mattress - Ice Energy | Thermal Storage | Ice Thermal Storage | Ice Thermal Storage | Operational | 40 | 6 | 40.6085 | -122.38 | 0 | 0 | 0 | 0 | 1 | 0 | 1 | 1 | 0 | 0 | 0 | 0 | 0 | 0 | 0 | 0 | 0 | 0 | 0 | 0 | 0 | 0 | 0 | 0 | 0 | 0 | 0 | 0 | 0
EDF R&amp;D Les RenardiÃ¨res Concept Grid ESS | Electro-chemical | Lithium-ion Battery | Lithium-ion Battery | Operational | 1000 | 0.5 | 48.3712 | 2.84 | 0 | 0 | 0 | 0 | 0 | 0 | 0 | 0 | 0 | 0 | 1 | 0 | 0 | 0 | 0 | 0 | 0 | 0 | 0 | 0 | 0 | 0 | 0 | 0 | 0 | 0 | 0 | 0 | 0
Yokohama Works Energy Storage System - Sumitomo Electric Industries, Ltd. | Electro-chemical | Flow Battery | Vanadium Redox Flow Battery | Operational | 1000 | 5 | 35 | 140 | 0 | 0 | 0 | 0 | 0 | 0 | 0 | 1 | 0 | 0 | 0 | 0 | 0 | 0 | 0 | 0 | 1 | 0 | 1 | 0 | 0 | 0 | 0 | 0 | 0 | 0 | 0 | 0 | 0
Fossil Ridge High School | Thermal Storage | Ice Thermal Storage | Ice Thermal Storage | Operational | 200 | 8 | 40.5125 | -105.02 | 0 | 0 | 0 | 0 | 1 | 0 | 1 | 0 | 1 | 0 | 0 | 0 | 0 | 0 | 0 | 0 | 0 | 0 | 0 | 0 | 0 | 0 | 0 | 0 | 0 | 0 | 0 | 0 | 0
AES Kilroot Advancion Energy Storage Array | Electro-chemical | Lithium-ion Battery | Lithium-ion Battery | Operational | 10000 | 0.5 | 54.7253 | -5.77 | 0 | 0 | 0 | 0 | 0 | 0 | 0 | 0 | 0 | 0 | 1 | 0 | 0 | 0 | 0 | 0 | 0 | 0 | 0 | 0 | 0 | 0 | 0 | 0 | 0 | 0 | 0 | 0 | 0
Jiangsu 100kW/400kWh ESS | Electro-chemical | Lithium-ion Battery | Lithium Iron Phosphate Battery | Operational | 100 | 4 | 32.0617 | 118.76 | 0 | 0 | 0 | 0 | 0 | 0 | 0 | 0 | 0 | 0 | 1 | 0 | 0 | 0 | 0 | 0 | 0 | 0 | 0 | 0 | 0 | 0 | 0 | 0 | 0 | 0 | 0 | 0 | 0
Enel Chiaravalle Substation | Electro-chemical | Lithium-ion Battery | Lithium-ion Battery | Operational | 2000 | 1 | 38.6793 | 16.41 | 0 | 0 | 0 | 0 | 0 | 0 | 0 | 0 | 0 | 0 | 0 | 0 | 0 | 0 | 0 | 0 | 0 | 1 | 0 | 0 | 0 | 1 | 0 | 0 | 0 | 0 | 0 | 0 | 0
CrystEna 1 MW Energy Storage System- Demansys Energy Inc. | Electro-chemical | Lithium-ion Battery | Lithium-ion Battery | Operational | 1000 | 0.45 | 39.844 | -75.02 | 0 | 0 | 0 | 0 | 0 | 0 | 0 | 1 | 0 | 0 | 1 | 0 | 0 | 0 | 0 | 0 | 0 | 0 | 0 | 0 | 0 | 0 | 0 | 0 | 0 | 0 | 0 | 0 | 0
DÃ¶rverden 3 MW Battery Storage - Statkraft | Electro-chemical | Electro-chemical | Electro-chemical | Operational | 3000 | 1.5 | 52.847 | 9.23 | 0 | 0 | 0 | 0 | 0 | 0 | 0 | 0 | 0 | 0 | 1 | 0 | 0 | 0 | 0 | 0 | 0 | 0 | 0 | 0 | 0 | 0 | 0 | 0 | 0 | 0 | 0 | 0 | 0
Shanghai 50kW/50kWh ESS | Electro-chemical | Lithium-ion Battery | Lithium Iron Phosphate Battery | Operational | 50 | 1 | 31.2304 | 121.47 | 0 | 0 | 0 | 0 | 0 | 0 | 0 | 0 | 0 | 0 | 1 | 0 | 0 | 0 | 0 | 0 | 0 | 0 | 0 | 0 | 0 | 0 | 0 | 0 | 0 | 0 | 0 | 0 | 0
Ice Energy project at 27200 Eucalyptus Ave | Thermal Storage | Ice Thermal Storage | Ice Thermal Storage | Operational | 20 | 6 | 34 | 0 | 0 | 0 | 0 | 0 | 1 | 0 | 0 | 1 | 0 | 0 | 0 | 0 | 0 | 0 | 0 | 0 | 0 | 0 | 0 | 0 | 0 | 0 | 0 | 0 | 0 | 0 | 0 | 0 | 0
AMS 50 MW Hybrid-Electric Buildings | Electro-chemical | Electro-chemical | Electro-chemical | Contracted | 50000 | 0 | 34.0522 | -118.24 | 0 | 0 | 0 | 0 | 0 | 0 | 1 | 0 | 0 | 0 | 0 | 0 | 0 | 0 | 0 | 0 | 0 | 0 | 0 | 0 | 0 | 0 | 0 | 0 | 0 | 0 | 0 | 0 | 0
FerroSmartGrid - Regulation Node | Electro-chemical | Lead-acid Battery | Hybrid Lead-acid Battery/Electro-chemical Capacitor | Operational | 50 | 0.3 | 37 | -5 | 0 | 0 | 0 | 0 | 0 | 0 | 0 | 0 | 0 | 0 | 0 | 0 | 0 | 0 | 1 | 1 | 1 | 0 | 1 | 0 | 0 | 0 | 0 | 0 | 0 | 0 | 0 | 1 | 1
Planta Solar 10 Solar Plant | Thermal Storage | Heat Thermal Storage | Heat Thermal Storage | Operational | 11000 | 0.5 | 37.386 | -6.2 | 0 | 0 | 0 | 0 | 0 | 0 | 0 | 0 | 0 | 0 | 0 | 0 | 0 | 0 | 0 | 0 | 0 | 0 | 1 | 1 | 0 | 0 | 0 | 0 | 0 | 0 | 0 | 0 | 0
Audi e-gas Project | Hydrogen Storage | Hydrogen Storage | Hydrogen Storage | Operational | 6000 | 0 | 53 | 8 | 0 | 0 | 0 | 0 | 0 | 0 | 0 | 0 | 0 | 0 | 0 | 0 | 0 | 0 | 0 | 0 | 0 | 0 | 0 | 1 | 0 | 0 | 0 | 0 | 0 | 0 | 0 | 0 | 0
IntelliStore 1000 - 1MWh Power Plant Balancing Power Optimization | Electro-chemical | Lithium-ion Battery | Lithium Iron Phosphate Battery | Operational | 500 | 2 | 47.9059 | 21.06 | 0 | 0 | 0 | 0 | 1 | 0 | 1 | 0 | 1 | 0 | 0 | 0 | 0 | 0 | 0 | 0 | 0 | 1 | 0 | 0 | 0 | 0 | 0 | 0 | 0 | 0 | 0 | 0 | 0
Pueblo Air Cooled Run Test Facility - Calmac | Thermal Storage | Ice Thermal Storage | Ice Thermal Storage | Operational | 3517 | 4 | 38.2821 | -104.52 | 0 | 0 | 0 | 0 | 1 | 0 | 1 | 0 | 1 | 0 | 0 | 0 | 0 | 0 | 0 | 0 | 0 | 0 | 0 | 0 | 0 | 0 | 0 | 0 | 0 | 0 | 0 | 0 | 0
Pueblo West Factory Building - Calmac | Thermal Storage | Ice Thermal Storage | Ice Thermal Storage | Operational | 3517 | 4 | 38.2821 | -104.52 | 0 | 0 | 0 | 0 | 0 | 0 | 1 | 0 | 1 | 0 | 0 | 0 | 0 | 0 | 0 | 0 | 0 | 0 | 0 | 0 | 0 | 0 | 0 | 0 | 0 | 0 | 0 | 0 | 0
Woojin/Maxwell Daegu Line 2 - Jukjeon Station (224) | Electro-chemical | Electro-chemical Capacitor | Electro-chemical Capacitor | Operational | 1050 | 0 | 35.8508 | 128.54 | 0 | 0 | 0 | 0 | 0 | 0 | 1 | 0 | 0 | 0 | 0 | 0 | 0 | 0 | 0 | 0 | 0 | 0 | 0 | 0 | 0 | 0 | 0 | 0 | 0 | 0 | 0 | 1 | 1
Woojin/Maxwell Seoul Line 9 - COEX Station (929) | Electro-chemical | Electro-chemical Capacitor | Electro-chemical Capacitor | Operational | 1870 | 0 | 37.5172 | 127.05 | 0 | 0 | 0 | 0 | 0 | 0 | 1 | 0 | 0 | 0 | 0 | 0 | 0 | 0 | 0 | 0 | 0 | 0 | 0 | 0 | 0 | 0 | 0 | 0 | 0 | 0 | 0 | 1 | 1
EnergyNest TES Pilot | Thermal Storage | Concrete Thermal Storage | Concrete Thermal Storage | Operational | 100 | 10 | 24 | 0 | 0 | 0 | 0 | 0 | 0 | 0 | 0 | 0 | 0 | 0 | 0 | 0 | 0 | 0 | 0 | 0 | 1 | 0 | 1 | 1 | 0 | 0 | 0 | 0 | 0 | 0 | 0 | 0 | 0
Crpna Hidroelektrana Capljina - ÄŒapljina Pumped Hydro Storage - (Bosnia and Herzegovina) | Pumped Hydro Storage | Open-loop Pumped Hydro Storage | Open-loop Pumped Hydro Storage | Operational | 420000 | 8 | 43.0166 | 17.81 | 0 | 1 | 0 | 0 | 0 | 0 | 0 | 1 | 0 | 1 | 1 | 0 | 0 | 1 | 0 | 0 | 0 | 0 | 0 | 0 | 0 | 0 | 0 | 0 | 0 | 0 | 0 | 0 | 1
ThÃ¼ga-Demonstrationsprojekt Strom zu Gas - ITM Power plc | Hydrogen Storage | Hydrogen Storage | Hydrogen Storage | Operational | 320 | 24 | 50.1171 | 8.74 | 0 | 0 | 0 | 0 | 0 | 0 | 0 | 0 | 0 | 0 | 1 | 0 | 0 | 0 | 0 | 0 | 0 | 0 | 0 | 1 | 0 | 0 | 0 | 0 | 0 | 0 | 0 | 0 | 0
Everett MESA 1b Project - SNOPUD | Electro-chemical | Lithium-ion Battery | Lithium-ion Battery | Operational | 1000 | 0.5 | 47.9361 | -122.25 | 0 | 0 | 0 | 0 | 0 | 0 | 1 | 0 | 0 | 0 | 0 | 0 | 0 | 1 | 0 | 0 | 0 | 0 | 1 | 0 | 0 | 0 | 0 | 0 | 0 | 0 | 0 | 0 | 1
Tianhuangping Pumped Storage Hydro Plant | Pumped Hydro Storage | Open-loop Pumped Hydro Storage | Open-loop Pumped Hydro Storage | Operational | 1836000 | 0 | 30.6387 | 119.68 | 0 | 0 | 0 | 0 | 0 | 0 | 1 | 1 | 0 | 0 | 0 | 0 | 0 | 0 | 0 | 0 | 0 | 0 | 0 | 0 | 0 | 0 | 0 | 0 | 0 | 0 | 0 | 0 | 1
Prudent Energy Corporation/CEPRI Zhangbei Vanadium Redox Battery Energy Storage System | Electro-chemical | Flow Battery | Vanadium Redox Flow Battery | Operational | 500 | 2 | 41.1586 | 114.72 | 0 | 0 | 0 | 0 | 0 | 0 | 0 | 0 | 0 | 0 | 1 | 0 | 0 | 1 | 0 | 0 | 0 | 0 | 1 | 1 | 0 | 0 | 0 | 0 | 0 | 0 | 0 | 0 | 1
Minami Hayakita Substation Hokkaido Electric Power- Sumitomo | Electro-chemical | Electro-chemical | Vanadium Redox Flow Battery | Operational | 15000 | 4 | 43.0646 | 141.35 | 0 | 0 | 0 | 0 | 0 | 0 | 0 | 0 | 0 | 0 | 0 | 0 | 0 | 0 | 0 | 0 | 0 | 0 | 1 | 0 | 0 | 0 | 0 | 0 | 0 | 0 | 0 | 0 | 0
Minami-Soma Substation - Tohoku Electric / Toshiba | Electro-chemical | Lithium-ion Battery | Lithium-ion Battery | Operational | 40000 | 1 | 37.6422 | 140.96 | 0 | 0 | 0 | 0 | 0 | 0 | 0 | 0 | 0 | 0 | 0 | 0 | 0 | 0 | 0 | 0 | 0 | 0 | 1 | 1 | 0 | 0 | 0 | 0 | 0 | 0 | 0 | 0 | 0
Stone Edge Farm Winery - Aquion Energy | Electro-chemical | Electro-chemical | Sodium-ion Battery | Operational | 30 | 11.67 | 38 | 0 | 0 | 0 | 0 | 0 | 1 | 1 | 1 | 0 | 0 | 0 | 0 | 0 | 0 | 0 | 1 | 1 | 1 | 0 | 0 | 1 | 0 | 0 | 0 | 0 | 0 | 0 | 0 | 0 | 0
Charleston NaS Energy Storage Project - AEP | Electro-chemical | Sodium based Battery | Sodium-sulfur Battery | Operational | 1200 | 6 | 38.3498 | -81.63 | 0 | 0 | 0 | 0 | 0 | 0 | 1 | 0 | 0 | 0 | 0 | 0 | 0 | 0 | 0 | 0 | 0 | 0 | 0 | 0 | 0 | 0 | 0 | 0 | 0 | 0 | 1 | 0 | 0
Dundalk Institute of Technology (DkIT) Wind Turbine Energy Storage - CALMAC | Thermal Storage | Ice Thermal Storage | Ice Thermal Storage | Operational | 4560 | 0 | 53.9831 | -6.4 | 0 | 0 | 0 | 0 | 1 | 1 | 1 | 0 | 0 | 0 | 0 | 0 | 0 | 0 | 0 | 0 | 0 | 0 | 0 | 1 | 0 | 0 | 0 | 0 | 0 | 0 | 0 | 0 | 0
New Orleans City Hall - PosiGen / SimpliPhi Power | Electro-chemical | Lithium-ion Battery | Lithium-ion Battery | Operational | 10 | 2 | 30 | -90 | 0 | 0 | 0 | 0 | 0 | 1 | 0 | 0 | 0 | 0 | 0 | 0 | 0 | 0 | 0 | 0 | 0 | 0 | 0 | 0 | 1 | 0 | 0 | 0 | 0 | 0 | 0 | 0 | 0
Hartley Nature Center | Electro-chemical | Electro-chemical | Lithium-ion Battery | Operational | 6 | 2.37 | 47 | 0 | 0 | 0 | 0 | 0 | 0 | 0 | 0 | 0 | 0 | 0 | 0 | 0 | 0 | 0 | 1 | 0 | 0 | 0 | 0 | 0 | 1 | 0 | 0 | 0 | 0 | 0 | 0 | 0 | 0
EPFL/Leclanche Distributed Electrical Systems Laboratory | Electro-chemical | Lithium Ion Titanate Battery | Lithium Ion Titanate Battery | Operational | 720 | 0.7 | 46.5208 | 6.58 | 0 | 0 | 0 | 0 | 0 | 0 | 0 | 0 | 0 | 0 | 0 | 0 | 0 | 0 | 1 | 0 | 0 | 0 | 1 | 0 | 1 | 0 | 0 | 0 | 0 | 0 | 0 | 0 | 0
Remote Off-Grid Container - Regional Queensland | Electro-chemical | Electro-chemical | Electro-chemical | Operational | 2 | 10 | -24 | 0 | 0 | 0 | 0 | 0 | 0 | 0 | 0 | 0 | 0 | 0 | 0 | 0 | 0 | 0 | 1 | 1 | 0 | 0 | 0 | 0 | 1 | 0 | 0 | 0 | 0 | 0 | 0 | 0 | 0
La Rance Tidal Power Station | Pumped Hydro Storage | Open-loop Pumped Hydro Storage | Open-loop Pumped Hydro Storage | Operational | 240000 | 0 | 48.618 | -2.02 | 0 | 0 | 0 | 0 | 0 | 0 | 1 | 1 | 0 | 1 | 1 | 0 | 0 | 0 | 0 | 0 | 0 | 0 | 0 | 0 | 0 | 0 | 0 | 0 | 0 | 0 | 0 | 0 | 1
Andasol 1 CSP Solar Power Plant | Thermal Storage | Molten Salt Thermal Storage | Molten Salt Thermal Storage | Operational | 50000 | 7.5 | 37.1637 | -3.07 | 0 | 0 | 0 | 0 | 0 | 0 | 0 | 0 | 0 | 0 | 0 | 0 | 0 | 0 | 0 | 0 | 0 | 0 | 1 | 1 | 0 | 0 | 0 | 0 | 0 | 0 | 0 | 0 | 0
XinAo (ENN) 100kW/400kWh ESS | Electro-chemical | Lithium-ion Battery | Lithium Iron Phosphate Battery | Operational | 100 | 4 | 40 | 117 | 0 | 0 | 0 | 0 | 0 | 0 | 0 | 0 | 0 | 0 | 0 | 0 | 0 | 0 | 0 | 0 | 0 | 0 | 1 | 0 | 0 | 0 | 0 | 0 | 0 | 0 | 0 | 0 | 0
Woojin/Maxwell Seoul Line 2 - Seocho Station (224) | Electro-chemical | Electro-chemical Capacitor | Electro-chemical Capacitor | Operational | 2340 | 0 | 37.4918 | 127.01 | 0 | 0 | 0 | 0 | 0 | 0 | 1 | 0 | 0 | 0 | 0 | 0 | 0 | 0 | 0 | 0 | 0 | 0 | 0 | 0 | 0 | 0 | 0 | 0 | 0 | 0 | 0 | 1 | 1
Woojin/Maxwell Incheon Line 1 - Technopark Station (I134) | Electro-chemical | Electro-chemical Capacitor | Electro-chemical Capacitor | Operational | 2340 | 0 | 37.3824 | 126.66 | 0 | 0 | 0 | 0 | 0 | 0 | 1 | 0 | 0 | 0 | 0 | 0 | 0 | 0 | 0 | 0 | 0 | 0 | 0 | 0 | 0 | 0 | 0 | 0 | 0 | 0 | 0 | 1 | 1
Ice Energy project at 2143 Hilltop Dr | Thermal Storage | Ice Thermal Storage | Ice Thermal Storage | Operational | 20 | 6 | 41 | 0 | 0 | 0 | 0 | 0 | 1 | 0 | 0 | 1 | 0 | 0 | 0 | 0 | 0 | 0 | 0 | 0 | 0 | 0 | 0 | 0 | 0 | 0 | 0 | 0 | 0 | 0 | 0 | 0 | 0
Ice Energy project at 2155 Hilltop Dr Ste A | Thermal Storage | Ice Thermal Storage | Ice Thermal Storage | Operational | 10 | 6 | 41 | 0 | 0 | 0 | 0 | 0 | 1 | 0 | 0 | 1 | 0 | 0 | 0 | 0 | 0 | 0 | 0 | 0 | 0 | 0 | 0 | 0 | 0 | 0 | 0 | 0 | 0 | 0 | 0 | 0 | 0
Ice Energy project at 2131 Hilltop Dr | Thermal Storage | Ice Thermal Storage | Ice Thermal Storage | Operational | 10 | 6 | 41 | 0 | 0 | 0 | 0 | 0 | 1 | 0 | 0 | 1 | 0 | 0 | 0 | 0 | 0 | 0 | 0 | 0 | 0 | 0 | 0 | 0 | 0 | 0 | 0 | 0 | 0 | 0 | 0 | 0 | 0
Tallaght Smart Grid Testbed: Lithium Ion Battery | Electro-chemical | Lithium-ion Battery | Lithium-ion Battery | Operational | 300 | 0.5 | 53 | -6 | 0 | 0 | 0 | 0 | 0 | 0 | 1 | 0 | 0 | 1 | 1 | 1 | 0 | 0 | 0 | 0 | 0 | 0 | 1 | 0 | 0 | 0 | 0 | 0 | 0 | 0 | 0 | 0 | 1
Tallaght Smart Grid Testbed: Ultracapacitors | Electro-chemical | Electro-chemical Capacitor | Electro-chemical Capacitor | Operational | 0 | 0 | 53 | 0 | 0 | 0 | 0 | 0 | 0 | 0 | 1 | 0 | 0 | 1 | 1 | 1 | 0 | 0 | 0 | 0 | 0 | 0 | 1 | 0 | 0 | 0 | 0 | 0 | 0 | 0 | 0 | 0 | 1
ALTAIS | Electro-chemical | Sodium based Battery | Sodium-nickel-chloride Battery | Operational | 120 | 1.67 | 15 | -61 | 0 | 0 | 1 | 0 | 0 | 1 | 1 | 1 | 0 | 0 | 0 | 0 | 0 | 1 | 1 | 1 | 0 | 0 | 0 | 1 | 0 | 0 | 0 | 0 | 0 | 0 | 0 | 0 | 1
El Hierro Hydro-Wind Plant | Pumped Hydro Storage | Open-loop Pumped Hydro Storage | Open-loop Pumped Hydro Storage | Operational | 11300 | 0 | 27.7951 | -17.92 | 0 | 0 | 0 | 0 | 0 | 0 | 0 | 1 | 0 | 0 | 0 | 0 | 0 | 0 | 0 | 0 | 0 | 0 | 1 | 1 | 0 | 0 | 0 | 0 | 0 | 0 | 0 | 0 | 0
Star Island Microgrid | Electro-chemical | Lead-acid Battery | Advanced Lead-acid Battery | Operational | 600 | 0 | 42.9765 | -70.61 | 0 | 0 | 0 | 0 | 0 | 0 | 0 | 0 | 0 | 0 | 0 | 0 | 0 | 0 | 1 | 1 | 0 | 0 | 1 | 0 | 0 | 0 | 0 | 0 | 0 | 0 | 0 | 0 | 0
Supcon Power Tower Solar Project | Thermal Storage | Molten Salt Thermal Storage | Molten Salt Thermal Storage | Operational | 10000 | 2.5 | 37.3694 | 97.36 | 0 | 0 | 0 | 0 | 0 | 0 | 0 | 0 | 0 | 0 | 0 | 0 | 0 | 0 | 0 | 0 | 0 | 0 | 1 | 1 | 0 | 0 | 0 | 0 | 0 | 0 | 0 | 0 | 0
Domino&#039;s Pizza 135kW / 135kWh Tesla Powerwall | Electro-chemical | Electro-chemical | Lithium-ion Battery | Operational | 135 | 1 | -33.7531 | 150.84 | 0 | 0 | 0 | 0 | 0 | 0 | 0 | 1 | 0 | 0 | 0 | 0 | 0 | 0 | 0 | 1 | 0 | 0 | 0 | 0 | 0 | 0 | 0 | 0 | 0 | 0 | 0 | 0 | 0
Lewiston Pump-Generating Plant | Pumped Hydro Storage | Open-loop Pumped Hydro Storage | Open-loop Pumped Hydro Storage | Operational | 240000 | 0 | 43.143 | -79.02 | 0 | 0 | 0 | 0 | 0 | 0 | 1 | 1 | 0 | 1 | 0 | 0 | 0 | 0 | 0 | 0 | 0 | 0 | 0 | 0 | 0 | 0 | 0 | 0 | 0 | 0 | 0 | 0 | 0
Muju pumped storage power plant | Pumped Hydro Storage | Open-loop Pumped Hydro Storage | Open-loop Pumped Hydro Storage | Operational | 600000 | 7.33 | 36.0068 | 127.66 | 0 | 0 | 0 | 0 | 0 | 0 | 1 | 1 | 0 | 0 | 0 | 0 | 0 | 0 | 0 | 0 | 0 | 0 | 0 | 0 | 0 | 0 | 0 | 0 | 0 | 0 | 0 | 0 | 0
Aquion AHI at Redwood Gate Ranch | Electro-chemical | Sodium based Battery | Sodium-ion Battery | Operational | 15 | 4 | 38.4497 | -123.12 | 0 | 0 | 0 | 0 | 0 | 0 | 0 | 0 | 0 | 0 | 0 | 0 | 0 | 0 | 0 | 1 | 0 | 0 | 0 | 1 | 0 | 0 | 0 | 0 | 0 | 0 | 0 | 0 | 0
Wind Energy Institute of Canada Wind R&amp;D Park and Storage System for Innovation in Grid Integration | Electro-chemical | Sodium based Battery | Sodium-nickel-chloride Battery | Operational | 1000 | 2 | 47.0556 | -64 | 0 | 0 | 0 | 0 | 0 | 0 | 0 | 0 | 0 | 0 | 0 | 0 | 0 | 0 | 0 | 0 | 0 | 0 | 1 | 1 | 0 | 0 | 0 | 0 | 0 | 0 | 0 | 0 | 0
Planta Solar 20 Solar Power Plant (PS 20) | Thermal Storage | Heat Thermal Storage | Heat Thermal Storage | Operational | 20000 | 1 | 37.386 | -6.2 | 0 | 0 | 0 | 0 | 0 | 0 | 0 | 0 | 0 | 0 | 0 | 0 | 0 | 0 | 0 | 0 | 0 | 0 | 1 | 1 | 0 | 0 | 0 | 0 | 0 | 0 | 0 | 0 | 0
Enel Puglia ESS | Electro-chemical | Lithium-ion Battery | Lithium-ion Battery | Operational | 2000 | 0.5 | 41.4622 | 15.54 | 0 | 0 | 0 | 0 | 0 | 0 | 0 | 0 | 0 | 0 | 0 | 0 | 0 | 0 | 0 | 0 | 0 | 1 | 0 | 0 | 0 | 1 | 0 | 0 | 0 | 0 | 0 | 0 | 0
Black &amp; Veatch World Headquarters Microgrid System | Electro-chemical | Electrochemical | Electrochemical | Operational | 200 | 1.5 | 39 | 0 | 0 | 0 | 0 | 0 | 1 | 1 | 0 | 0 | 0 | 0 | 0 | 0 | 0 | 0 | 1 | 0 | 0 | 0 | 1 | 1 | 1 | 0 | 0 | 0 | 0 | 0 | 0 | 0 | 0
CLPCCD - Utility Infrastructure Project | Thermal Storage | Ice Thermal Storage | Ice Thermal Storage | Operational | 890 | 4.67 | 37.6396 | -122.1 | 0 | 0 | 0 | 0 | 1 | 0 | 1 | 0 | 0 | 0 | 0 | 1 | 0 | 0 | 0 | 0 | 0 | 0 | 0 | 0 | 0 | 0 | 0 | 0 | 0 | 0 | 0 | 0 | 0
KIER/Juju Island Vanadium Redox Battery Project | Electro-chemical | Flow Battery | Vanadium Redox Flow Battery | Operational | 100 | 2 | 33.4996 | 126.53 | 0 | 0 | 0 | 0 | 0 | 0 | 0 | 0 | 0 | 0 | 1 | 0 | 0 | 0 | 0 | 0 | 0 | 0 | 1 | 1 | 0 | 0 | 0 | 0 | 0 | 0 | 0 | 0 | 1
Kansas City Green Impact Zone SmartGrid - Kansas City Power and Light | Electro-chemical | Lithium-ion Battery | Lithium Polymer Battery | Operational | 1000 | 1 | 39.0403 | -94.57 | 0 | 0 | 1 | 0 | 1 | 0 | 0 | 1 | 0 | 0 | 0 | 1 | 1 | 0 | 0 | 0 | 0 | 0 | 0 | 0 | 0 | 0 | 0 | 0 | 0 | 0 | 0 | 0 | 0
Sancheong Pumped Storage Power Plant | Pumped Hydro Storage | Open-loop Pumped Hydro Storage | Open-loop Pumped Hydro Storage | Operational | 700000 | 9.1 | 35.4156 | 127.87 | 0 | 0 | 0 | 0 | 0 | 0 | 1 | 1 | 0 | 0 | 0 | 0 | 0 | 0 | 0 | 0 | 0 | 0 | 0 | 0 | 0 | 0 | 0 | 0 | 0 | 0 | 0 | 0 | 0
90 kW / 180 kWh Santa Cruz County Building - Green Charge Networks | Electro-chemical | Lithium-ion Battery | Lithium-ion Battery | Operational | 90 | 2 | 37 | 0 | 0 | 0 | 0 | 0 | 1 | 0 | 0 | 0 | 0 | 0 | 0 | 0 | 0 | 0 | 0 | 0 | 0 | 0 | 0 | 0 | 0 | 0 | 0 | 0 | 0 | 0 | 0 | 0 | 0
Enel Isernia Smart Grid Project | Electro-chemical | Lithium-ion Battery | Lithium-ion Battery | Operational | 1000 | 0.5 | 41.5922 | 14.32 | 0 | 0 | 0 | 0 | 0 | 0 | 1 | 1 | 0 | 0 | 0 | 0 | 0 | 0 | 0 | 0 | 0 | 0 | 0 | 0 | 0 | 0 | 0 | 0 | 0 | 0 | 0 | 0 | 0
Shore Hotel Green Charge Networks GreenStation | Electro-chemical | Lithium-ion Battery | Lithium-ion Battery | Operational | 60 | 1 | 34 | 0 | 0 | 0 | 0 | 0 | 1 | 0 | 1 | 0 | 0 | 0 | 0 | 0 | 0 | 0 | 0 | 0 | 0 | 0 | 0 | 0 | 0 | 0 | 0 | 0 | 0 | 0 | 0 | 0 | 0
Clique Solar Solar Thermal HVAC System | Thermal Storage | Chilled Water Thermal Storage | Chilled Water Thermal Storage | Operational | 175 | 48 | 28.4828 | 77.52 | 0 | 0 | 0 | 0 | 0 | 1 | 0 | 0 | 0 | 0 | 0 | 0 | 0 | 0 | 0 | 0 | 1 | 0 | 0 | 0 | 0 | 0 | 0 | 0 | 0 | 0 | 0 | 0 | 0
PowerStream Penetanguishene Microgrid | Electro-chemical | Lithium Polymer Battery | Lithium Polymer Battery | Operational | 750 | 0.67 | 44.7688 | -79.93 | 0 | 0 | 0 | 0 | 0 | 0 | 0 | 0 | 0 | 0 | 0 | 0 | 0 | 0 | 1 | 0 | 0 | 0 | 1 | 0 | 1 | 0 | 0 | 0 | 0 | 0 | 0 | 0 | 0
Pushihe Pumped Storage Power Station | Pumped Hydro Storage | Open-loop Pumped Hydro Storage | Open-loop Pumped Hydro Storage | Operational | 1200000 | 0 | 40.0005 | 124.35 | 0 | 0 | 0 | 0 | 0 | 0 | 1 | 0 | 0 | 1 | 1 | 0 | 0 | 0 | 0 | 0 | 0 | 0 | 0 | 0 | 0 | 0 | 0 | 0 | 0 | 0 | 0 | 0 | 1
La Dehesa Solar Power Plant | Thermal Storage | Molten Salt Thermal Storage | Molten Salt Thermal Storage | Operational | 49900 | 7.5 | 38.9594 | -6.46 | 0 | 0 | 0 | 0 | 0 | 0 | 0 | 0 | 0 | 0 | 0 | 0 | 0 | 0 | 0 | 0 | 0 | 0 | 1 | 1 | 0 | 0 | 0 | 0 | 0 | 0 | 0 | 0 | 0
Wholefood Signage System | Electro-chemical | Lithium-ion Battery | Lithium-ion Battery | Operational | 1 | 25 | 39 | -121 | 0 | 0 | 0 | 0 | 0 | 0 | 0 | 0 | 0 | 0 | 0 | 0 | 0 | 0 | 1 | 0 | 0 | 0 | 0 | 0 | 0 | 0 | 0 | 0 | 0 | 0 | 0 | 0 | 0
Tallangatta Integrated Community Centre | Electro-chemical | Lithium Iron Phosphate Battery | Lithium Iron Phosphate Battery | Operational | 16 | 1 | -36.2166 | 147.18 | 0 | 0 | 0 | 0 | 0 | 0 | 0 | 0 | 0 | 0 | 0 | 0 | 0 | 0 | 0 | 0 | 0 | 0 | 0 | 0 | 1 | 0 | 0 | 0 | 0 | 0 | 0 | 0 | 0
Bethel Park High School | Thermal Storage | Ice Thermal Storage | Ice Thermal Storage | Operational | 375 | 6 | 40.3363 | -80.05 | 0 | 0 | 0 | 0 | 1 | 0 | 1 | 0 | 1 | 0 | 0 | 0 | 0 | 0 | 0 | 0 | 0 | 0 | 0 | 0 | 0 | 0 | 0 | 0 | 0 | 0 | 0 | 0 | 0
Clay Terrace Plug-In Ecosystem | Electro-chemical | Lithium-ion Battery | Lithium Ion Titanate Battery | Operational | 75 | 0.67 | 39.9784 | -86.12 | 0 | 0 | 0 | 0 | 0 | 1 | 0 | 0 | 0 | 0 | 0 | 0 | 0 | 0 | 0 | 0 | 1 | 0 | 1 | 0 | 0 | 0 | 0 | 0 | 0 | 0 | 0 | 0 | 0
Off-Grid Installation in Regional Queensland, Australia | Electro-chemical | Electro-chemical | Electro-chemical | Operational | 5 | 10 | -24 | 0 | 0 | 0 | 0 | 0 | 1 | 1 | 0 | 1 | 0 | 0 | 0 | 0 | 0 | 0 | 1 | 0 | 1 | 0 | 0 | 1 | 0 | 0 | 0 | 0 | 0 | 0 | 0 | 0 | 1
Carthage Water &amp; Electric Plant | Electro-chemical | Lead-acid Battery | Advanced Lead-acid Battery | Operational | 100 | 2.27 | 37 | -94 | 0 | 0 | 1 | 1 | 0 | 1 | 0 | 0 | 0 | 0 | 0 | 1 | 0 | 0 | 0 | 0 | 0 | 1 | 0 | 0 | 0 | 0 | 0 | 0 | 0 | 0 | 0 | 0 | 0
SCE LM6000 Hybrid EGT - Center | Electro-chemical | Lithium-ion Battery | Lithium-ion Battery | Operational | 10000 | 0.42 | 33.9022 | -118.08 | 0 | 0 | 0 | 0 | 0 | 0 | 0 | 0 | 0 | 1 | 1 | 0 | 0 | 1 | 0 | 0 | 0 | 0 | 0 | 0 | 0 | 0 | 0 | 0 | 0 | 0 | 0 | 0 | 0
Zhongdianpurui 100kW/400kWh ESS | Electro-chemical | Lithium-ion Battery | Lithium Iron Phosphate Battery | Operational | 100 | 3.2 | 40.8244 | 114.89 | 0 | 0 | 0 | 0 | 0 | 0 | 0 | 0 | 0 | 0 | 0 | 0 | 0 | 0 | 0 | 0 | 0 | 0 | 1 | 0 | 0 | 0 | 0 | 0 | 0 | 0 | 0 | 0 | 0
Helms Pumped Hydro Storage Project | Pumped Hydro Storage | Open-loop Pumped Hydro Storage | Open-loop Pumped Hydro Storage | Operational | 1212000 | 0 | 37.0392 | -118.96 | 0 | 0 | 0 | 0 | 0 | 0 | 1 | 0 | 0 | 0 | 0 | 0 | 0 | 1 | 0 | 0 | 0 | 0 | 0 | 0 | 0 | 0 | 0 | 0 | 0 | 0 | 0 | 0 | 0
Borrego Springs Microgrid - SDG&amp;E | Electro-chemical | Lithium-ion Battery | Lithium Nickel Cobalt Aluminum Battery | Operational | 500 | 3 | 33.2559 | -116.38 | 0 | 0 | 0 | 0 | 0 | 0 | 0 | 0 | 0 | 0 | 0 | 0 | 0 | 1 | 1 | 0 | 0 | 0 | 1 | 1 | 0 | 0 | 1 | 0 | 0 | 0 | 1 | 0 | 0
Clean Energy Storage: Centralia College | Electro-chemical | Lithium-ion Battery | Lithium Iron Phosphate Battery | Operational | 5 | 8 | 46.7153 | -122.96 | 0 | 0 | 0 | 0 | 0 | 1 | 0 | 0 | 0 | 0 | 0 | 0 | 0 | 0 | 0 | 1 | 0 | 0 | 0 | 0 | 0 | 0 | 0 | 0 | 0 | 0 | 0 | 0 | 0
Enel Ventotene Project - Siemens | Electro-chemical | Lithium-ion Battery | Lithium-ion Battery | Operational | 300 | 2 | 40.7983 | 13.43 | 0 | 0 | 0 | 0 | 0 | 0 | 1 | 1 | 0 | 0 | 1 | 0 | 0 | 0 | 0 | 0 | 0 | 0 | 0 | 0 | 0 | 0 | 0 | 0 | 0 | 0 | 0 | 0 | 0
Seeo Inc. Solid State Batteries for Grid-Scale Energy Storage | Electro-chemical | Lithium-ion Battery | Lithium-ion Battery | De-Commissioned | 100 | 0.25 | 37.6688 | -122.08 | 0 | 0 | 0 | 0 | 0 | 0 | 0 | 0 | 0 | 0 | 0 | 1 | 1 | 0 | 0 | 0 | 0 | 0 | 0 | 0 | 0 | 0 | 0 | 0 | 0 | 0 | 0 | 0 | 0
Alcatraz Island Microgrid | Electro-chemical | Lead-acid Battery | Advanced Lead-acid Battery | Operational | 400 | 4.75 | 37.827 | -122.42 | 0 | 0 | 0 | 0 | 0 | 0 | 0 | 0 | 1 | 0 | 0 | 0 | 0 | 0 | 1 | 0 | 1 | 0 | 1 | 0 | 0 | 0 | 0 | 0 | 0 | 0 | 0 | 0 | 0
SCE Catalina Island Energy Storage | Electro-chemical | Sodium based Battery | Sodium-sulfur Battery | Operational | 1000 | 7.2 | 33.3398 | -118.31 | 0 | 0 | 0 | 0 | 1 | 0 | 0 | 0 | 0 | 1 | 0 | 1 | 0 | 1 | 0 | 0 | 0 | 0 | 0 | 0 | 0 | 1 | 0 | 0 | 0 | 0 | 0 | 0 | 0
Kasai Green Energy Park - Panasonic | Electro-chemical | Lithium-ion Battery | Lithium-ion Battery | Operational | 288 | 5.2 | 34.9279 | 134.84 | 0 | 0 | 0 | 0 | 1 | 0 | 0 | 0 | 0 | 0 | 0 | 1 | 0 | 0 | 0 | 0 | 1 | 0 | 1 | 1 | 0 | 0 | 0 | 0 | 0 | 0 | 0 | 0 | 0
Endesa STORE: La Palma Project - Ingeteam | Electro-chemical | Electro-chemical Capacitor | Electro-chemical Capacitor | Operational | 4000 | 5 | 28.663 | -17.79 | 0 | 0 | 0 | 0 | 0 | 0 | 0 | 0 | 0 | 0 | 1 | 0 | 0 | 0 | 0 | 0 | 0 | 0 | 0 | 0 | 0 | 0 | 0 | 0 | 0 | 0 | 0 | 0 | 0
Qinous Demonstrator Site - Aquion | Electro-chemical | Sodium based Battery | Sodium-ion Battery | Operational | 20 | 4 | 52 | 14 | 0 | 0 | 0 | 0 | 0 | 0 | 0 | 0 | 0 | 0 | 0 | 0 | 0 | 0 | 1 | 0 | 0 | 0 | 0 | 0 | 0 | 0 | 0 | 0 | 0 | 0 | 0 | 0 | 0
Shanghai Pujiang 50kW/160kWh ESS | Electro-chemical | Lithium-ion Battery | Lithium Iron Phosphate Battery | Operational | 50 | 3.17 | 30.9982 | 121.43 | 0 | 0 | 0 | 0 | 0 | 0 | 0 | 0 | 0 | 0 | 0 | 0 | 0 | 0 | 0 | 0 | 0 | 0 | 1 | 0 | 0 | 0 | 0 | 0 | 0 | 0 | 0 | 0 | 0
Southern Grid Baoqing Plant Phase 1 - BYD | Electro-chemical | Lithium-ion Battery | Lithium Iron Phosphate Battery | Operational | 3000 | 4 | 22.5431 | 114.06 | 0 | 0 | 0 | 0 | 0 | 0 | 1 | 1 | 0 | 0 | 1 | 0 | 0 | 0 | 0 | 0 | 0 | 0 | 0 | 0 | 0 | 0 | 0 | 0 | 0 | 0 | 0 | 0 | 1
AES Tait Battery Array | Electro-chemical | Lithium-ion Battery | Lithium-ion Battery | Operational | 20000 | 0 | 39.7256 | -84.21 | 0 | 0 | 0 | 0 | 0 | 0 | 0 | 0 | 0 | 0 | 1 | 0 | 0 | 0 | 0 | 0 | 0 | 0 | 0 | 0 | 0 | 0 | 0 | 0 | 0 | 0 | 0 | 0 | 0
Endesa STORE: Gran Canaria Project | Electro-chemical | Lithium-ion Battery | Lithium-ion Battery | Operational | 1000 | 3 | 27.9822 | -15.78 | 0 | 0 | 0 | 0 | 0 | 0 | 1 | 1 | 0 | 0 | 0 | 0 | 0 | 0 | 0 | 0 | 0 | 0 | 0 | 0 | 0 | 0 | 0 | 0 | 0 | 0 | 0 | 0 | 1
Ice Energy project at 10661 Business Dr. | Thermal Storage | Ice Thermal Storage | Ice Thermal Storage | Operational | 20 | 6 | 34 | 0 | 0 | 0 | 0 | 0 | 1 | 0 | 0 | 1 | 0 | 0 | 0 | 0 | 0 | 0 | 0 | 0 | 0 | 0 | 0 | 0 | 0 | 0 | 0 | 0 | 0 | 0 | 0 | 0 | 0
TransGrid iDemand | Electro-chemical | Lithium-ion Battery | Lithium Polymer Battery | Operational | 100 | 4 | -33.8244 | 150.83 | 0 | 0 | 0 | 0 | 0 | 0 | 1 | 0 | 0 | 0 | 0 | 0 | 0 | 0 | 0 | 0 | 1 | 0 | 0 | 0 | 0 | 0 | 0 | 0 | 0 | 0 | 0 | 0 | 0
Illinois Institute of Technology RDSI Perfect Power Demonstration - EnSync Energy (formerly ZBB) | Electro-chemical | Flow Battery | Zinc Bromine Flow Battery | Operational | 250 | 2 | 42 | -88 | 1 | 0 | 0 | 0 | 0 | 0 | 0 | 0 | 0 | 0 | 0 | 0 | 0 | 0 | 0 | 0 | 0 | 0 | 0 | 0 | 0 | 0 | 0 | 0 | 0 | 0 | 0 | 0 | 0
NGK-Chugoku Electric | Electro-chemical | Sodium based Battery | Sodium-sulfur Battery | Operational | 4200 | 6 | 36.093 | 132.99 | 0 | 0 | 0 | 0 | 0 | 0 | 0 | 0 | 0 | 0 | 0 | 0 | 0 | 0 | 0 | 0 | 0 | 0 | 1 | 0 | 0 | 0 | 0 | 0 | 0 | 0 | 0 | 0 | 1
Kotzebue Electric Association - Saft | Electro-chemical | Lithium-ion Battery | Lithium-ion Battery | Operational | 2100 | 0.45 | 66.8983 | -162.6 | 0 | 0 | 0 | 0 | 0 | 0 | 0 | 0 | 0 | 0 | 0 | 0 | 0 | 0 | 1 | 0 | 1 | 0 | 1 | 1 | 0 | 0 | 0 | 0 | 0 | 0 | 0 | 0 | 0
The Smart Sodium Storage Solution (S4) Project | Electro-chemical | Sodium based Battery | Sodium based Battery | Announced | 30 | 1 | -33.8688 | 151.21 | 0 | 0 | 0 | 0 | 0 | 0 | 0 | 0 | 0 | 0 | 0 | 0 | 0 | 0 | 0 | 0 | 0 | 0 | 0 | 1 | 1 | 0 | 0 | 0 | 0 | 0 | 0 | 0 | 0
Nauiyu (Daly River) Solar Project | Electro-chemical | Lithium-ion Battery | Lithium-ion Battery | Operational | 800 | 2.5 | -13.6127 | 130.51 | 1 | 0 | 0 | 0 | 0 | 0 | 0 | 0 | 0 | 0 | 0 | 0 | 0 | 0 | 1 | 0 | 1 | 0 | 0 | 0 | 0 | 0 | 0 | 0 | 0 | 0 | 0 | 0 | 0
Reunion Island Pegase Project | Electro-chemical | Sodium based Battery | Sodium-sulfur Battery | Operational | 1000 | 7.2 | 48.6575 | -4.14 | 0 | 0 | 0 | 0 | 0 | 0 | 1 | 1 | 0 | 0 | 0 | 0 | 0 | 0 | 0 | 0 | 0 | 0 | 0 | 0 | 0 | 0 | 0 | 0 | 0 | 0 | 0 | 0 | 0
Woojin/Maxwell Seoul Line 4 - Ssangmun Station (413) | Electro-chemical | Electro-chemical Capacitor | Electro-chemical Capacitor | Operational | 2340 | 0 | 37.6488 | 127.03 | 0 | 0 | 0 | 0 | 0 | 0 | 1 | 0 | 0 | 0 | 0 | 0 | 0 | 0 | 0 | 0 | 0 | 0 | 0 | 0 | 0 | 0 | 0 | 0 | 0 | 0 | 0 | 1 | 1
Germany Residential Energy Storage Systems - 34,000 PV Battery Storage Systems @ 2 kW | Electro-chemical | Electro-chemical | Lithium-ion Battery | Operational | 68000 | 3 | 51 | 7 | 0 | 0 | 0 | 0 | 1 | 1 | 0 | 0 | 0 | 0 | 0 | 0 | 0 | 0 | 0 | 0 | 0 | 0 | 0 | 0 | 0 | 0 | 0 | 0 | 0 | 0 | 0 | 0 | 0
SDG&amp;E El Cajon Substation - AES | Electro-chemical | Electro-chemical | Lithium-ion Battery | Operational | 7500 | 4 | 32.7948 | -116.96 | 0 | 0 | 0 | 0 | 0 | 0 | 1 | 1 | 0 | 0 | 0 | 0 | 0 | 0 | 0 | 0 | 0 | 0 | 1 | 1 | 0 | 0 | 0 | 0 | 0 | 0 | 0 | 0 | 0
SDG&amp;E Escondido Substation - AES | Electro-chemical | Electro-chemical | Lithium-ion Battery | Contracted | 30000 | 4 | 33.1192 | -117.09 | 0 | 0 | 0 | 0 | 0 | 0 | 1 | 1 | 0 | 0 | 0 | 0 | 0 | 0 | 0 | 0 | 0 | 0 | 1 | 1 | 0 | 0 | 0 | 0 | 0 | 0 | 0 | 0 | 0
Puerto Errado 2 Thermosolar Power Plant | Thermal Storage | Molten Salt Thermal Storage | Molten Salt Thermal Storage | Operational | 30000 | 0.5 | 38.2831 | -1.6 | 0 | 0 | 0 | 0 | 0 | 0 | 0 | 0 | 0 | 0 | 0 | 0 | 0 | 0 | 0 | 0 | 1 | 0 | 1 | 0 | 0 | 0 | 0 | 0 | 0 | 0 | 0 | 0 | 0
2 MW / 6 MWh ViZn Energy - Ontario IESO Project - Hecate Energy | Electro-chemical | Flow Battery | Zinc Iron Flow Battery | Contracted | 2000 | 3 | 51.2538 | -85.32 | 0 | 0 | 0 | 0 | 0 | 0 | 0 | 0 | 0 | 0 | 1 | 0 | 0 | 0 | 0 | 0 | 0 | 0 | 1 | 0 | 1 | 0 | 0 | 0 | 0 | 0 | 0 | 0 | 0
2 MWh - Napa Sanitation District - Tesla | Electro-chemical | Electro-chemical | Lithium-ion Battery | Operational | 500 | 4 | 38.2365 | -122.28 | 0 | 0 | 0 | 0 | 1 | 0 | 1 | 0 | 0 | 0 | 0 | 0 | 0 | 0 | 0 | 0 | 0 | 0 | 0 | 0 | 1 | 0 | 0 | 0 | 0 | 0 | 0 | 0 | 0
2 MW/ 4.4 MWh Puget Sound Energy - Glacier Battery Storage | Electro-chemical | Lithium-ion Battery | Lithium-ion Battery | Operational | 2000 | 2.2 | 48.8901 | -121.95 | 0 | 0 | 0 | 0 | 0 | 0 | 0 | 0 | 0 | 0 | 0 | 0 | 0 | 0 | 0 | 0 | 0 | 0 | 0 | 0 | 1 | 0 | 0 | 0 | 0 | 0 | 0 | 0 | 0
SCE Irvine Smart Grid Demonstration: CES | Electro-chemical | Lithium-ion Battery | Lithium Polymer Battery | Operational | 25 | 2 | 33.6387 | -117.84 | 0 | 0 | 0 | 0 | 0 | 0 | 1 | 0 | 0 | 0 | 0 | 0 | 1 | 1 | 0 | 0 | 0 | 0 | 0 | 0 | 0 | 0 | 0 | 0 | 0 | 0 | 0 | 0 | 1
Tashlyk Pumped Hydro Power Station | Pumped Hydro Storage | Open-loop Pumped Hydro Storage | Open-loop Pumped Hydro Storage | Operational | 302000 | 0 | 47.8228 | 31.18 | 0 | 0 | 0 | 0 | 0 | 0 | 1 | 1 | 0 | 0 | 1 | 0 | 0 | 0 | 0 | 0 | 0 | 0 | 0 | 0 | 0 | 0 | 0 | 0 | 0 | 0 | 0 | 0 | 0
Qinous Demonstrator Site - Lithium-Ion | Electro-chemical | Lithium-ion Battery | Lithium Manganese Oxide Battery | Operational | 100 | 1 | 52 | 0 | 0 | 0 | 0 | 0 | 0 | 0 | 0 | 0 | 0 | 0 | 0 | 0 | 0 | 0 | 1 | 0 | 0 | 0 | 0 | 0 | 0 | 0 | 0 | 0 | 0 | 0 | 0 | 0 | 0
Tesla 250kW / 570kWh Dominion Salt Plant Battery | Electro-chemical | Electro-chemical | Lithium-ion Battery | Operational | 250 | 26 | -41.7333 | 174.17 | 0 | 0 | 0 | 0 | 0 | 0 | 1 | 0 | 0 | 0 | 0 | 0 | 0 | 0 | 0 | 0 | 0 | 0 | 1 | 0 | 0 | 0 | 0 | 0 | 0 | 0 | 0 | 0 | 0
King Island Renewable Energy Integration Project (UltraBattery) | Electro-chemical | Lead-acid Battery | Hybrid Lead-acid Battery/Electro-chemical capacitor | Operational | 3000 | 0.53 | -39.9384 | 143.91 | 0 | 0 | 0 | 0 | 0 | 0 | 0 | 0 | 0 | 1 | 0 | 0 | 0 | 0 | 0 | 0 | 1 | 0 | 1 | 0 | 0 | 0 | 0 | 0 | 0 | 0 | 0 | 0 | 0
Austin Utilities Energy Storage Pilot | Electro-chemical | Lead-acid Battery | Lead-acid Battery | Operational | 37 | 2 | 44 | 0 | 0 | 0 | 0 | 0 | 1 | 0 | 1 | 0 | 0 | 0 | 0 | 0 | 0 | 0 | 0 | 0 | 0 | 0 | 0 | 0 | 0 | 0 | 0 | 0 | 0 | 0 | 0 | 0 | 0
Lac Noir Pumped Storage Power Plant | Pumped Hydro Storage | Open-loop Pumped Hydro Storage | Open-loop Pumped Hydro Storage | De-Commissioned | 82000 | 0 | 48.1098 | 7.1 | 0 | 0 | 0 | 0 | 0 | 0 | 1 | 1 | 0 | 1 | 1 | 0 | 0 | 0 | 0 | 0 | 0 | 0 | 0 | 0 | 0 | 0 | 0 | 0 | 0 | 0 | 0 | 0 | 1
Ffestiniog Pumped Hydro Power Plant | Pumped Hydro Storage | Closed-loop Pumped Hydro Storage | Closed-loop Pumped Hydro Storage | Operational | 360000 | 6 | 52.9591 | -3.93 | 0 | 0 | 0 | 0 | 0 | 0 | 1 | 1 | 0 | 0 | 0 | 0 | 0 | 0 | 0 | 0 | 0 | 0 | 0 | 0 | 0 | 0 | 0 | 0 | 0 | 0 | 0 | 0 | 0
Horse Mesa Pumped Hydro Storage | Pumped Hydro Storage | Open-loop Pumped Hydro Storage | Open-loop Pumped Hydro Storage | Operational | 97000 | 0 | 33.5907 | -111.34 | 0 | 0 | 0 | 0 | 0 | 0 | 1 | 1 | 0 | 0 | 0 | 0 | 0 | 0 | 0 | 0 | 0 | 0 | 0 | 0 | 0 | 0 | 0 | 0 | 0 | 0 | 0 | 0 | 0
Foyers Pumped Storage Power Station | Pumped Hydro Storage | Open-loop Pumped Hydro Storage | Open-loop Pumped Hydro Storage | Operational | 300000 | 0 | 57.3229 | -4.42 | 0 | 0 | 0 | 0 | 0 | 0 | 1 | 1 | 0 | 0 | 0 | 0 | 0 | 0 | 0 | 0 | 0 | 0 | 0 | 0 | 0 | 0 | 0 | 0 | 0 | 0 | 0 | 0 | 0
AEP Gahanna NaS Battery Energy Storage System | Electro-chemical | Sodium-sulfur Battery | Sodium-sulfur Battery | Operational | 2000 | 0 | 40.0192 | -82.88 | 0 | 0 | 0 | 0 | 0 | 0 | 1 | 0 | 0 | 0 | 0 | 0 | 0 | 0 | 0 | 0 | 0 | 0 | 0 | 0 | 0 | 0 | 0 | 0 | 0 | 0 | 0 | 0 | 0
Alqueva Pumped Hydro Storage Power Plant | Pumped Hydro Storage | Open-loop Pumped Hydro Storage | Open-loop Pumped Hydro Storage | Operational | 520000 | 0 | 38.1975 | -7.5 | 0 | 0 | 0 | 0 | 0 | 0 | 1 | 1 | 0 | 0 | 0 | 0 | 0 | 0 | 0 | 0 | 0 | 0 | 0 | 0 | 0 | 0 | 0 | 0 | 0 | 0 | 0 | 0 | 0
AES Johnson City | Electro-chemical | Lithium-ion Battery | Lithium-ion Battery | De-Commissioned | 8000 | 0.25 | 42.1125 | -75.98 | 0 | 0 | 0 | 0 | 0 | 0 | 0 | 0 | 0 | 1 | 1 | 0 | 0 | 0 | 0 | 0 | 0 | 0 | 0 | 0 | 0 | 0 | 0 | 0 | 0 | 0 | 0 | 0 | 0
AEP Ohio gridSMART Demonstration Project | Electro-chemical | Lithium-ion Battery | Lithium-ion Battery | Operational | 100 | 1 | 40 | 0 | 0 | 0 | 0 | 0 | 0 | 0 | 1 | 0 | 0 | 0 | 1 | 0 | 0 | 0 | 0 | 0 | 0 | 0 | 0 | 0 | 0 | 0 | 0 | 1 | 0 | 0 | 0 | 0 | 0
San Nicolas Island Naval Facility - EnSync Energy (formerly ZBB) | Electro-chemical | Flow Battery | Zinc Bromine Flow Battery | De-Commissioned | 500 | 2 | 33.2465 | -119.5 | 0 | 0 | 0 | 0 | 0 | 0 | 0 | 0 | 0 | 0 | 0 | 0 | 0 | 0 | 0 | 0 | 1 | 0 | 1 | 0 | 0 | 0 | 0 | 0 | 0 | 0 | 0 | 0 | 0
Terna Storage Lab 1, Sardinia (2) | Electro-chemical | Lithium-ion Battery | Lithium Nickel Cobalt Aluminum Battery | Operational | 1200 | 0.77 | 41 | 9 | 1 | 0 | 0 | 0 | 0 | 0 | 0 | 0 | 0 | 1 | 1 | 0 | 0 | 0 | 0 | 0 | 0 | 0 | 0 | 0 | 0 | 0 | 0 | 1 | 0 | 0 | 0 | 0 | 1
Terna Storage Lab 1, Sardinia (3) | Electro-chemical | Lithium-ion Battery | Lithium Ion Titanate Battery | Operational | 1000 | 1.2 | 41 | 9 | 1 | 0 | 0 | 0 | 0 | 0 | 0 | 0 | 0 | 1 | 1 | 0 | 0 | 0 | 0 | 0 | 0 | 0 | 0 | 0 | 0 | 0 | 0 | 1 | 0 | 0 | 0 | 0 | 1
Terna Storage Lab 1, Sardinia (4) | Electro-chemical | Lithium-ion Battery | Lithium-ion Battery | Operational | 1080 | 0.5 | 41 | 9 | 1 | 0 | 0 | 0 | 0 | 0 | 0 | 0 | 0 | 1 | 1 | 0 | 0 | 0 | 0 | 0 | 0 | 0 | 0 | 0 | 0 | 0 | 0 | 1 | 0 | 0 | 0 | 0 | 1
Terna Storage Lab 1, Sardinia (5) | Electro-chemical | Lithium-ion Battery | Lithium Iron Phosphate Battery | Operational | 1000 | 1.23 | 41 | 9 | 1 | 0 | 0 | 0 | 0 | 0 | 0 | 0 | 0 | 1 | 1 | 0 | 0 | 0 | 0 | 0 | 0 | 0 | 0 | 0 | 0 | 0 | 0 | 1 | 0 | 0 | 0 | 0 | 1
Terna Storage Lab 1, Sardinia (6) | Electro-chemical | Sodium based Battery | Sodium-nickel-chloride Battery | Operational | 1200 | 3.45 | 41 | 9 | 1 | 0 | 0 | 0 | 0 | 0 | 0 | 0 | 0 | 0 | 1 | 0 | 0 | 0 | 0 | 0 | 0 | 0 | 0 | 0 | 0 | 0 | 0 | 1 | 0 | 1 | 0 | 0 | 1
Terna Storage Lab 1, Sardinia (7) | Electro-chemical | Sodium based Battery | Sodium-nickel-chloride Battery | Operational | 1000 | 2 | 41 | 9 | 1 | 0 | 0 | 0 | 0 | 0 | 0 | 0 | 0 | 0 | 1 | 0 | 0 | 0 | 0 | 0 | 0 | 0 | 0 | 0 | 0 | 0 | 0 | 1 | 0 | 1 | 0 | 0 | 1
Terna SANC Project (1) | Electro-chemical | Sodium based Battery | Sodium-sulfur Battery | Operational | 12000 | 8 | 41.076 | 15.15 | 0 | 0 | 0 | 0 | 0 | 0 | 0 | 0 | 0 | 0 | 1 | 0 | 0 | 0 | 0 | 0 | 0 | 0 | 0 | 0 | 0 | 0 | 1 | 0 | 0 | 0 | 0 | 0 | 1
Terna SANC Project (2) | Electro-chemical | Sodium based Battery | Sodium-sulfur Battery | Operational | 12000 | 8 | 41.2994 | 15.09 | 0 | 0 | 0 | 0 | 0 | 0 | 0 | 0 | 0 | 0 | 1 | 0 | 0 | 0 | 0 | 0 | 0 | 0 | 0 | 0 | 0 | 0 | 1 | 0 | 0 | 0 | 0 | 0 | 1
Terna Storage Lab 1, Sardinia (1) | Electro-chemical | Lithium-ion Battery | Lithium-ion Battery | Operational | 1000 | 1 | 41 | 9 | 1 | 0 | 0 | 0 | 0 | 0 | 0 | 0 | 0 | 1 | 1 | 0 | 0 | 0 | 0 | 0 | 0 | 0 | 0 | 0 | 0 | 0 | 0 | 1 | 0 | 0 | 0 | 0 | 1
Maui Brewing Company Microgrid | Electro-chemical | Lithium-ion Battery | Lithium Iron Phosphate Battery | Operational | 21 | 4.33 | 21 | 0 | 0 | 0 | 0 | 0 | 0 | 0 | 0 | 0 | 0 | 0 | 0 | 0 | 0 | 0 | 0 | 1 | 1 | 0 | 1 | 1 | 0 | 0 | 0 | 0 | 0 | 0 | 0 | 0 | 0
Halotechnics Advanced Molten Glass for Heat Transfer and Thermal Energy Storage | Thermal Storage | Heat Thermal Storage | Heat Thermal Storage | Operational | 5 | 6 | 37.8313 | -122.29 | 0 | 0 | 0 | 0 | 0 | 0 | 0 | 0 | 0 | 0 | 0 | 0 | 0 | 0 | 0 | 0 | 0 | 0 | 1 | 1 | 0 | 0 | 0 | 0 | 0 | 0 | 0 | 0 | 0
Vlissingen Advancion Energy Storage - AES | Electro-chemical | Lithium-ion Battery | Lithium-ion Battery | Operational | 10000 | 1 | 51.4537 | 3.57 | 0 | 0 | 0 | 0 | 0 | 0 | 0 | 0 | 0 | 0 | 1 | 0 | 0 | 0 | 0 | 0 | 0 | 0 | 0 | 0 | 0 | 0 | 0 | 0 | 0 | 0 | 0 | 0 | 0
Graciosa Project - Younicos &amp; Recharge | Electro-chemical | Electro-chemical | Lithium Ion Titanate Battery | Operational | 6000 | 0.53 | 39.0525 | -28.01 | 0 | 0 | 1 | 1 | 0 | 0 | 0 | 1 | 0 | 0 | 0 | 0 | 0 | 0 | 0 | 0 | 1 | 0 | 1 | 0 | 0 | 0 | 0 | 0 | 0 | 0 | 0 | 0 | 0
OATI South Campus Microgrid | Electro-chemical | Electro-chemical | Lithium-ion Battery | Operational | 0 | 0 | 44.8408 | -93.3 | 0 | 1 | 0 | 0 | 0 | 0 | 1 | 0 | 0 | 0 | 0 | 0 | 0 | 0 | 1 | 0 | 0 | 0 | 1 | 1 | 0 | 0 | 0 | 0 | 0 | 0 | 0 | 0 | 0
Connecticut Municipal Electric Energy Cooperative (CMEEC) - SolarCity / Brightfields Development | Electro-chemical | Electro-chemical | Electro-chemical | Contracted | 1500 | 4 | 41.6032 | -73.09 | 0 | 0 | 0 | 0 | 0 | 0 | 1 | 0 | 0 | 0 | 0 | 0 | 0 | 0 | 0 | 0 | 1 | 0 | 1 | 1 | 0 | 0 | 0 | 0 | 0 | 0 | 0 | 0 | 0
Santa Paula 1 - Western Grid Development LLC | Electro-chemical | Electro-chemical | Lithium-ion Battery | Operational | 5000 | 4 | 34.3568 | -119.06 | 0 | 0 | 0 | 0 | 0 | 0 | 0 | 1 | 0 | 0 | 0 | 0 | 0 | 0 | 0 | 0 | 0 | 0 | 0 | 0 | 0 | 0 | 0 | 0 | 0 | 0 | 0 | 0 | 0
AltaGas Pomona Energy - SCE / Greensmith Energy | Electro-chemical | Electro-chemical | Lithium-ion Battery | Operational | 20000 | 4 | 34.0589 | -117.78 | 0 | 0 | 0 | 0 | 0 | 0 | 0 | 1 | 0 | 0 | 0 | 0 | 0 | 0 | 0 | 0 | 0 | 0 | 0 | 0 | 0 | 0 | 0 | 0 | 0 | 0 | 0 | 0 | 0
Grand Johanna Aliso Canyon Energy Storage - SCE / Powin | Electro-chemical | Lithium Iron Phosphate Battery | Lithium Iron Phosphate Battery | Contracted | 2000 | 4 | 33.691 | -117.83 | 0 | 0 | 0 | 0 | 0 | 0 | 0 | 1 | 0 | 0 | 0 | 0 | 0 | 0 | 0 | 0 | 0 | 0 | 0 | 0 | 0 | 0 | 0 | 0 | 0 | 0 | 0 | 0 | 0
Aliso Canyon SCE Mira Loma Substation - Tesla | Electro-chemical | Electro-chemical | Lithium-ion Battery | Contracted | 20000 | 4 | 34.0074 | -117.56 | 0 | 0 | 0 | 0 | 0 | 0 | 0 | 1 | 0 | 0 | 0 | 0 | 0 | 0 | 0 | 0 | 0 | 0 | 0 | 0 | 0 | 0 | 0 | 0 | 0 | 0 | 0 | 0 | 0
Clinton County BESS - Exelon / RES | Electro-chemical | Lithium-ion Battery | Lithium-ion Battery | Operational | 10000 | 25 | 39.4453 | -83.83 | 0 | 0 | 0 | 0 | 0 | 0 | 0 | 0 | 0 | 0 | 1 | 0 | 0 | 0 | 0 | 0 | 0 | 0 | 0 | 0 | 0 | 0 | 0 | 0 | 0 | 0 | 0 | 0 | 0
Park Place LBA Realty - Stem | Electro-chemical | Electro-chemical | Lithium-ion Battery | Operational | 1500 | 2 | 33.6743 | -117.84 | 0 | 1 | 0 | 0 | 1 | 0 | 1 | 0 | 0 | 0 | 0 | 0 | 0 | 0 | 0 | 0 | 0 | 0 | 0 | 0 | 0 | 0 | 0 | 0 | 0 | 0 | 0 | 0 | 0
Rabbit Hill Energy Storage Project | Electro-chemical | Electro-chemical | Lithium-ion Battery | Operational | 10000 | 0.5 | 30.6333 | -97.68 | 0 | 0 | 0 | 0 | 0 | 0 | 1 | 0 | 0 | 0 | 1 | 0 | 0 | 0 | 0 | 0 | 0 | 0 | 0 | 1 | 0 | 0 | 0 | 0 | 0 | 0 | 0 | 0 | 0
Tehri Pumped Storage Hydroelectric Power Plant | Pumped Hydro Storage | Open-loop Pumped Hydro Storage | Open-loop Pumped Hydro Storage | Operational | 1000000 | 0 | 30.3739 | 78.43 | 0 | 0 | 0 | 0 | 0 | 0 | 1 | 1 | 0 | 0 | 0 | 0 | 0 | 0 | 0 | 0 | 0 | 0 | 0 | 0 | 0 | 0 | 0 | 0 | 0 | 0 | 0 | 0 | 0
Frades II Pumped Hydro Station - Voith | Pumped Hydro Storage | Open-loop Pumped Hydro Storage | Open-loop Pumped Hydro Storage | Operational | 778000 | 0 | 39.3999 | -8.22 | 0 | 0 | 0 | 0 | 0 | 0 | 1 | 1 | 0 | 0 | 0 | 0 | 0 | 0 | 0 | 0 | 0 | 0 | 0 | 0 | 0 | 0 | 0 | 0 | 0 | 0 | 0 | 0 | 0
Baixo Sabor Montante Pumped Hydro Station - EDP | Pumped Hydro Storage | Open-loop Pumped Hydro Storage | Open-loop Pumped Hydro Storage | Operational | 145000 | 0 | 39.3999 | -8.22 | 0 | 0 | 0 | 0 | 0 | 0 | 1 | 1 | 0 | 0 | 0 | 0 | 0 | 0 | 0 | 0 | 0 | 0 | 0 | 0 | 0 | 0 | 0 | 0 | 0 | 0 | 0 | 0 | 0
Baixo Sabor Jusante Pumped Hydro Station | Pumped Hydro Storage | Open-loop Pumped Hydro Storage | Open-loop Pumped Hydro Storage | Operational | 37000 | 0 | 39.3999 | -8.22 | 0 | 0 | 0 | 0 | 0 | 0 | 1 | 1 | 0 | 0 | 0 | 0 | 0 | 0 | 0 | 0 | 0 | 0 | 0 | 0 | 0 | 0 | 0 | 0 | 0 | 0 | 0 | 0 | 0
Venda Nova III Pumped Hydro Station | Pumped Hydro Storage | Open-loop Pumped Hydro Storage | Open-loop Pumped Hydro Storage | Operational | 736000 | 0 | 41.6927 | -8.03 | 0 | 0 | 0 | 0 | 0 | 0 | 1 | 1 | 0 | 0 | 0 | 0 | 0 | 0 | 0 | 0 | 0 | 0 | 0 | 0 | 0 | 0 | 0 | 0 | 0 | 0 | 0 | 0 | 0
Foz Tua Pumped Hydro Station | Pumped Hydro Storage | Open-loop Pumped Hydro Storage | Open-loop Pumped Hydro Storage | Operational | 259000 | 0 | 41.2186 | -7.42 | 0 | 0 | 0 | 0 | 0 | 0 | 1 | 1 | 0 | 0 | 0 | 0 | 0 | 0 | 0 | 0 | 0 | 0 | 0 | 0 | 0 | 0 | 0 | 0 | 0 | 0 | 0 | 0 | 0
Lakeland Solar and Storage - Lyon Group | Electro-chemical | Electro-chemical | Lithium-ion Battery | Operational | 20000 | 1 | -15.8416 | 144.85 | 0 | 0 | 0 | 0 | 0 | 0 | 0 | 0 | 0 | 0 | 0 | 0 | 0 | 0 | 1 | 0 | 0 | 0 | 1 | 1 | 1 | 0 | 0 | 0 | 0 | 0 | 0 | 0 | 0
Cape York Solar Storage 20MW / 80MWh - Lyon Group | Electro-chemical | Electro-chemical | Lithium-ion Battery | Operational | 20000 | 4 | -15.8416 | 144.85 | 0 | 0 | 0 | 0 | 0 | 0 | 0 | 0 | 0 | 0 | 0 | 0 | 0 | 0 | 0 | 0 | 0 | 0 | 1 | 1 | 1 | 0 | 0 | 0 | 0 | 0 | 0 | 0 | 0
Redding Electric Utilities (Phase 2) - Ice Energy | Thermal Storage | Ice Thermal Storage | Ice Thermal Storage | Operational | 6000 | 2 | 40.5865 | -122.39 | 0 | 0 | 0 | 0 | 0 | 0 | 1 | 1 | 0 | 0 | 0 | 0 | 0 | 0 | 0 | 0 | 0 | 0 | 0 | 0 | 0 | 0 | 1 | 0 | 0 | 0 | 0 | 0 | 0
14.8 MW / 58.8 MWh IESO Energy Storage Procurement Phase 1 - Hecate Energy (Toronto Installation) | Electro-chemical | Electro-chemical | Lithium-ion Battery | Operational | 14800 | 4 | 43.6532 | -79.38 | 0 | 0 | 0 | 0 | 0 | 0 | 0 | 0 | 0 | 0 | 1 | 0 | 0 | 1 | 0 | 0 | 0 | 0 | 0 | 0 | 0 | 0 | 0 | 0 | 0 | 0 | 0 | 0 | 1
UK National Grid - RES | Electro-chemical | Lithium-ion Battery | Lithium-ion Battery | Contracted | 20000 | 0 | 55.3781 | -3.44 | 0 | 0 | 0 | 0 | 0 | 0 | 0 | 0 | 0 | 0 | 1 | 0 | 0 | 0 | 0 | 0 | 0 | 0 | 0 | 0 | 0 | 0 | 0 | 0 | 0 | 0 | 0 | 0 | 0
Obervermuntwerk 2 | Pumped Hydro Storage | Pumped Hydro | Pumped Hydro Storage | Operational | 360000 | 0 | 47.0645 | 9.93 | 0 | 0 | 0 | 0 | 0 | 0 | 0 | 1 | 0 | 0 | 0 | 0 | 0 | 1 | 0 | 0 | 0 | 0 | 0 | 0 | 0 | 0 | 0 | 0 | 0 | 0 | 0 | 0 | 0
100MW / 1200 MWh - Redstone Solar Thermal Power Project | Thermal Storage | Molten Salt Thermal Storage | Molten Salt Thermal Storage | Contracted | 100000 | 12 | -28.3093 | 23.11 | 0 | 0 | 0 | 0 | 0 | 0 | 1 | 0 | 0 | 0 | 0 | 0 | 0 | 0 | 0 | 0 | 0 | 0 | 0 | 1 | 1 | 0 | 0 | 0 | 0 | 0 | 0 | 0 | 0
Dalian VFB - UET / Rongke Power | Electro-chemical | Vanadium Redox Flow Battery | Dalian Vanadium Flow Battery Peaking-shaving Station | Under Construction | 200000 | 4 | 38.914 | 121.61 | 1 | 0 | 0 | 0 | 0 | 0 | 1 | 0 | 0 | 0 | 0 | 0 | 0 | 0 | 0 | 0 | 0 | 0 | 1 | 1 | 1 | 0 | 0 | 0 | 0 | 0 | 0 | 0 | 0
100kW/60kWh For Zhongsheng | Electro-chemical | Lithium-ion Battery | Lithium Iron Phosphate Battery | Operational | 100 | 0.6 | 32 | 119 | 0 | 0 | 0 | 0 | 0 | 0 | 0 | 0 | 0 | 0 | 1 | 0 | 0 | 0 | 0 | 0 | 0 | 0 | 1 | 1 | 0 | 0 | 0 | 0 | 0 | 0 | 0 | 0 | 0
50 kW / 60 kWh Energy Storage System - BYD | Electro-chemical | Lithium-ion Battery | Lithium Iron Phosphate Battery | Operational | 50 | 1.2 | 48 | 0 | 1 | 0 | 0 | 0 | 0 | 0 | 0 | 0 | 0 | 0 | 0 | 1 | 0 | 0 | 1 | 0 | 0 | 0 | 0 | 0 | 1 | 0 | 0 | 0 | 0 | 0 | 0 | 0 | 0
DychÃ³w Hydro Power Plant | Pumped Hydro Storage | Open-loop Pumped Hydro Storage | Open-loop Pumped Hydro Storage | Operational | 90000 | 0 | 51.9863 | 15.06 | DD.37.YYYY 03:37:55 | DD.45.YYYY 22:45:58 | 0 | 0 | 0 | 0 | 0 | 0 | 1 | 1 | 0 | 0 | 0 | 0 | 0 | 0 | 0 | 0 | 0 | 0 | 0 | 0 | 0 | 0 | 0 | 0 | 0 | 0 | 0 | 0 | 0
Isle of Eigg Electrification Project | Electro-chemical | Lead-acid Battery | Lead-acid Battery | Operational | 60 | 3.67 | 57 | 0 | DD.03.YYYY 15:03:22 | DD.29.YYYY 17:29:03 | 0 | 0 | 0 | 0 | 0 | 0 | 0 | 1 | 0 | 0 | 1 | 0 | 0 | 1 | 0 | 0 | 1 | 0 | 0 | 0 | 0 | 0 | 0 | 0 | 0 | 0 | 0 | 0 | 1
RISO Syslab Redox Flow Battery | Electro-chemical | Flow Battery | Vanadium Redox Flow Battery | Operational | 15 | 8 | 55.7635 | 12.49 | 0 | 0 | 0 | 0 | 0 | 0 | 0 | 0 | 0 | 0 | 1 | 0 | 0 | 1 | 0 | 0 | 0 | 0 | 1 | 1 | 0 | 0 | 0 | 0 | 0 | 0 | 0 | 0 | 1
Lake Elsinore Advanced Pumped Storage | Pumped Hydro Storage | Closed-loop Pumped Hydro Storage | Closed-loop Pumped Hydro Storage | Announced | 500000 | 12 | 33.6681 | -117.33 | 0 | 0 | 0 | 0 | 0 | 0 | 0 | 0 | 0 | 0 | 1 | 1 | 0 | 1 | 0 | 0 | 0 | 0 | 0 | 1 | 0 | 0 | 0 | 0 | 0 | 0 | 0 | 0 | 1
Qingyuan Pumped Storage Power Station | Pumped Hydro Storage | Open-loop Pumped Hydro Storage | Open-loop Pumped Hydro Storage | Operational | 1280000 | 9 | 23.6818 | 113.06 | 0 | 0 | 0 | 0 | 0 | 0 | 1 | 1 | 0 | 1 | 1 | 0 | 0 | 1 | 0 | 0 | 0 | 0 | 0 | 0 | 0 | 0 | 0 | 0 | 0 | 0 | 0 | 0 | 0
FIAMM Green Energy Island | Electro-chemical | Sodium based Battery | Sodium-nickel-chloride Battery | Operational | 180 | 1.27 | 45 | 0 | 0 | 0 | 0 | 0 | 0 | 0 | 0 | 0 | 0 | 0 | 0 | 0 | 0 | 0 | 0 | 1 | 0 | 0 | 0 | 0 | 0 | 0 | 0 | 0 | 0 | 0 | 0 | 0 | 0
Smart City Malaga (MT) | Electro-chemical | Lithium-ion Battery | Lithium Iron Phosphate Battery | Operational | 106 | 1 | 36.7213 | -4.42 | 0 | 0 | 0 | 0 | 0 | 0 | 0 | 0 | 0 | 1 | 0 | 0 | 0 | 0 | 0 | 0 | 0 | 0 | 0 | 0 | 0 | 0 | 0 | 1 | 0 | 0 | 0 | 0 | 0
City of Painesville Municipal Power Vanadium Redox Battery Demonstration | Electro-chemical | Flow Battery | Vanadium Redox Flow Battery | De-Commissioned | 1080 | 8 | 41.7264 | -81.25 | 0 | 0 | 0 | 0 | 0 | 0 | 1 | 0 | 0 | 1 | 0 | 0 | 0 | 1 | 0 | 0 | 0 | 0 | 0 | 0 | 0 | 0 | 1 | 0 | 0 | 0 | 0 | 0 | 1
Lerwick Power Station - NGK | Electro-chemical | Sodium based Battery | Sodium-sulfur Battery | De-Commissioned | 1000 | 6 | 60.167 | -1.16 | 0 | 0 | 0 | 0 | 0 | 0 | 0 | 0 | 0 | 0 | 0 | 0 | 0 | 0 | 0 | 0 | 0 | 0 | 0 | 1 | 0 | 0 | 0 | 0 | 0 | 0 | 0 | 0 | 0
UC San Diego ZBB / SunPower Energy Storage | Electro-chemical | Flow Battery | Zinc Bromine Flow Battery | De-Commissioned | 100 | 3 | 32.8769 | -117.24 | 0 | 0 | 0 | 0 | 1 | 0 | 0 | 0 | 0 | 0 | 0 | 0 | 0 | 0 | 0 | 0 | 0 | 0 | 0 | 0 | 0 | 0 | 0 | 0 | 0 | 0 | 0 | 0 | 0
Ultralife SUNY Canton Wind Integration Demo | Electro-chemical | Lithium-ion Battery | Lithium-ion Battery | Contracted | 500 | 4 | 44.608 | -75.18 | 0 | 0 | 0 | 0 | 0 | 0 | 0 | 0 | 0 | 0 | 0 | 0 | 0 | 0 | 0 | 0 | 1 | 0 | 1 | 0 | 0 | 0 | 0 | 0 | 0 | 0 | 0 | 0 | 0
Fort Collins Utilities Four Cities Smart Grid Development Project - Facilities Site | Thermal Storage | Ice Thermal Storage | Ice Thermal Storage | Operational | 92 | 6 | 40.5227 | -105.09 | 0 | 0 | 0 | 0 | 1 | 0 | 1 | 0 | 0 | 0 | 0 | 0 | 0 | 0 | 0 | 0 | 0 | 0 | 0 | 0 | 0 | 0 | 0 | 0 | 0 | 0 | 0 | 0 | 0
Fort Collins Utilities Four Cities Smart Grid Development Project - CSU Site | Thermal Storage | Ice Thermal Storage | Ice Thermal Storage | Operational | 80 | 6 | 40.5729 | -105.08 | 0 | 0 | 0 | 0 | 1 | 0 | 1 | 0 | 0 | 0 | 0 | 0 | 0 | 0 | 0 | 0 | 0 | 0 | 0 | 0 | 0 | 0 | 0 | 0 | 0 | 0 | 0 | 0 | 0
Campolattaro Pumped Hydro Storage Plant | Pumped Hydro Storage | Open-loop Pumped Hydro Storage | Open-loop Pumped Hydro Storage | Contracted | 572000 | 0 | 41.2877 | 14.74 | 0 | 0 | 0 | 0 | 0 | 0 | 1 | 1 | 0 | 0 | 0 | 0 | 0 | 0 | 0 | 0 | 0 | 0 | 0 | 0 | 0 | 0 | 0 | 0 | 0 | 0 | 0 | 0 | 0
Beth Israel Deaconess Medical Center Calnetix (formerly VYCON) Flywheels | Electro-mechanical | Electrical-mechanical | Electrochemical | Operational | 430 | 0 | 42.3397 | -71.1049 | 0 | 0 | 0 | 0 | 0 | 0 | 0 | 0 | 0 | 1 | 0 | 0 | 0 | 0 | 0 | 0 | 0 | 0 | 0 | 0 | 1 | 0 | 0 | 0 | 0 | 0 | 0 | 0 | 0
Alabama Public Television Calnetix (formerly VYCON) Flywheel | Electro-mechanical | Flywheel | Flywheel | Operational | 215 | 0 | 31.4921 | -86.365 | 0 | 0 | 0 | 0 | 0 | 0 | 0 | 0 | 0 | 1 | 0 | 0 | 0 | 0 | 0 | 0 | 0 | 0 | 0 | 0 | 1 | 0 | 0 | 0 | 0 | 0 | 0 | 0 | 0
Fort Sill Microgrid - EnSync (Formerly ZBB) | Electro-chemical | Flow Battery | Zinc Bromine Flow Battery | Operational | 250 | 2 | 35 | 0 | 0 | 0 | 0 | 0 | 0 | 0 | 0 | 0 | 0 | 0 | 0 | 0 | 0 | 0 | 1 | 0 | 0 | 0 | 1 | 0 | 0 | 0 | 0 | 0 | 0 | 0 | 0 | 0 | 0
Actavis Calnetix (formerly VYCON) Flywheel - 300 kW | Electro-mechanical | Flywheel | Flywheel | Operational | 300 | 0 | 44.4325 | 26.1039 | 0 | 0 | 0 | 0 | 0 | 0 | 0 | 0 | 0 | 1 | 0 | 0 | 0 | 0 | 0 | 0 | 0 | 0 | 0 | 0 | 1 | 0 | 0 | 0 | 0 | 0 | 0 | 0 | 0
4.8 MW Austin Energy Control Center VYCON Flywheels - 4.8MW | Electro-mechanical | Flywheel | Flywheel | Operational | 4800 | 0 | 30.2672 | -97.7431 | 0 | 0 | 0 | 0 | 0 | 0 | 0 | 0 | 0 | 1 | 0 | 0 | 0 | 0 | 0 | 0 | 0 | 0 | 0 | 0 | 1 | 0 | 0 | 0 | 0 | 0 | 0 | 0 | 0
Joint Base Pearl Harbor Hickam (JBPHH) U.S. Military Base | Electro-chemical | Flow Battery | Zinc Bromine Flow Battery | Operational | 125 | 3.33 | 21 | -158 | 1 | 0 | 0 | 0 | 0 | 0 | 0 | 0 | 0 | 0 | 0 | 0 | 0 | 0 | 0 | 0 | 1 | 0 | 0 | 0 | 0 | 0 | 0 | 0 | 0 | 0 | 0 | 0 | 0
Terna Grid Defense Plan Phase II (1) | Electro-chemical | Lithium-ion Battery | Lithium-ion Battery | Announced | 20000 | 0 | 37.6 | 14.02 | 0 | 0 | 0 | 0 | 0 | 0 | 0 | 0 | 0 | 0 | 1 | 0 | 0 | 0 | 0 | 0 | 0 | 0 | 0 | 0 | 0 | 0 | 0 | 1 | 0 | 1 | 0 | 0 | 1
Terna Grid Defense Plan Phase II (2) | Electro-chemical | Sodium based Battery | Sodium-nickel-chloride Battery | Announced | 4000 | 0 | 37.6 | 14.02 | 1 | 0 | 0 | 0 | 0 | 0 | 0 | 0 | 0 | 0 | 1 | 0 | 0 | 0 | 0 | 0 | 0 | 0 | 0 | 0 | 0 | 0 | 0 | 1 | 0 | 1 | 0 | 0 | 1
Terna Storage Lab 1, Sardinia (8) | Electro-chemical | Flow Battery | Vanadium Redox Flow Battery | Announced | 1000 | 4 | 41 | 0 | 1 | 0 | 0 | 0 | 0 | 0 | 0 | 0 | 0 | 0 | 1 | 0 | 0 | 0 | 0 | 0 | 0 | 0 | 0 | 0 | 0 | 0 | 0 | 1 | 0 | 1 | 0 | 0 | 1
Terna Storage Lab 1, Sardinia (9) | Electro-chemical | Electro-chemical Capacitor | Electro-chemical Capacitor | Announced | 1000 | 0.2 | 41 | 0 | 0 | 0 | 0 | 0 | 0 | 0 | 0 | 0 | 0 | 0 | 1 | 0 | 0 | 0 | 0 | 0 | 0 | 0 | 0 | 0 | 0 | 0 | 0 | 1 | 0 | 1 | 0 | 0 | 1
Terna Storage Lab 2, Sicily (6) | Electro-chemical | Flow Battery | Vanadium Redox Flow Battery | Announced | 500 | 4 | 38 | 0 | 1 | 0 | 0 | 0 | 0 | 0 | 0 | 0 | 0 | 0 | 1 | 0 | 0 | 0 | 0 | 0 | 0 | 0 | 0 | 0 | 0 | 0 | 0 | 1 | 0 | 1 | 0 | 0 | 1
Terna Storage Lab 2, Sicily (7) | Electro-chemical | Electro-chemical Capacitor | Electro-chemical Capacitor | Announced | 920 | 0.2 | 38 | 0 | 0 | 0 | 0 | 0 | 0 | 0 | 0 | 0 | 0 | 0 | 1 | 0 | 0 | 0 | 0 | 0 | 0 | 0 | 0 | 0 | 0 | 0 | 0 | 1 | 0 | 1 | 0 | 0 | 1
JV Industrial Data Center Calnetix (formerly VYCON) Flywheel - 215 kW | Electro-mechanical | Flywheel | Flywheel | Operational | 215 | 0 | 29.6658 | -95.0194 | 0 | 0 | 0 | 0 | 0 | 0 | 0 | 0 | 0 | 1 | 0 | 0 | 0 | 0 | 0 | 0 | 0 | 0 | 0 | 0 | 1 | 0 | 0 | 0 | 0 | 0 | 0 | 0 | 1
DC Naval Yard Zero Energy Building | Electro-chemical | Lead-acid Battery | Lead Carbon Battery | Operational | 16 | 3 | 39 | -77 | 0 | 0 | 0 | 0 | 0 | 1 | 0 | 0 | 0 | 0 | 0 | 0 | 0 | 0 | 0 | 1 | 1 | 0 | 1 | 0 | 0 | 0 | 0 | 0 | 0 | 0 | 0 | 0 | 0
Tobu Railway Regenerative GS Yuasa Power Storage System | Electro-chemical | Lithium-ion Battery | Lithium-ion Battery | Operational | 1800 | 0.5 | 35.8739 | 139.51 | 0 | 0 | 0 | 0 | 0 | 0 | 0 | 0 | 0 | 0 | 0 | 0 | 0 | 0 | 0 | 0 | 0 | 0 | 0 | 0 | 0 | 0 | 0 | 0 | 0 | 0 | 0 | 1 | 1
Enel Dirillo Substation BESS Project | Electro-chemical | Lithium-ion Battery | Lithium-ion Battery | Operational | 2000 | 0.5 | 36.8711 | 14.76 | 0 | 0 | 0 | 0 | 0 | 0 | 0 | 0 | 0 | 0 | 0 | 0 | 0 | 0 | 0 | 0 | 0 | 1 | 0 | 0 | 0 | 1 | 0 | 0 | 0 | 0 | 0 | 0 | 0
Follett Calnetix (formerly VYCON) Flywheel - VDC-XE flywheel | Electro-mechanical | Flywheel | Flywheel | Operational | 300 | 0 | 41.8109 | -88.2167 | 0 | 0 | 0 | 0 | 0 | 0 | 0 | 0 | 0 | 1 | 0 | 0 | 0 | 0 | 0 | 0 | 0 | 0 | 0 | 0 | 1 | 0 | 0 | 0 | 0 | 0 | 0 | 0 | 0
Cochrane Thermal Power Station Storage System | Electro-chemical | Lithium-ion Battery | Lithium-ion Battery | Announced | 20000 | 0.32 | -23 | -70 | 0 | 0 | 0 | 0 | 0 | 0 | 1 | 1 | 0 | 0 | 0 | 0 | 0 | 0 | 0 | 0 | 0 | 0 | 0 | 0 | 0 | 0 | 0 | 0 | 0 | 0 | 0 | 0 | 0
Linthâ€“Limmern Pumped Storage Scheme | Pumped Hydro Storage | Open-loop Pumped Hydro Storage | Open-loop Pumped Hydro Storage | Operational | 480000 | 0 | 47.0404 | 9.07 | 0 | 0 | 0 | 0 | 0 | 0 | 1 | 1 | 0 | 0 | 0 | 0 | 0 | 0 | 0 | 0 | 0 | 0 | 0 | 0 | 0 | 0 | 0 | 0 | 0 | 0 | 0 | 0 | 0
Zerobase Kenya Microgrid | Electro-chemical | Lead-acid Battery | Advanced Lead-acid Battery | Operational | 100 | 4 | 4 | 34 | 0 | 0 | 0 | 0 | 0 | 0 | 0 | 0 | 0 | 0 | 0 | 0 | 0 | 0 | 0 | 1 | 0 | 0 | 0 | 0 | 0 | 0 | 0 | 0 | 0 | 0 | 0 | 0 | 0
ConEdison Interoperability of Demand Response Resources: Thermal | Thermal Storage | Ice Thermal Storage | Ice Thermal Storage | Operational | 1000 | 10 | 40.7138 | -74.01 | 0 | 0 | 0 | 0 | 1 | 0 | 0 | 0 | 0 | 0 | 1 | 0 | 0 | 0 | 0 | 0 | 0 | 0 | 0 | 0 | 0 | 0 | 0 | 0 | 0 | 0 | 0 | 0 | 0
Bosch Fort Bragg | Electro-chemical | Lithium-ion Battery | Lithium Iron Phosphate Battery | Operational | 100 | 1 | 35 | -79 | 0 | 0 | 0 | 0 | 0 | 1 | 0 | 0 | 0 | 0 | 1 | 0 | 0 | 0 | 0 | 0 | 0 | 0 | 1 | 0 | 1 | 0 | 0 | 0 | 0 | 0 | 0 | 0 | 0
Endesa HQ B2G (Barcelona) | Electro-chemical | Lithium-ion Battery | Lithium-ion Battery | Operational | 20 | 1 | 41.3851 | 2.17 | 0 | 0 | 0 | 0 | 0 | 0 | 1 | 0 | 0 | 0 | 0 | 0 | 0 | 1 | 0 | 0 | 1 | 0 | 0 | 0 | 0 | 0 | 0 | 0 | 0 | 0 | 0 | 0 | 0
Bleiloch Pumped Storage Power Station | Pumped Hydro Storage | Open-loop Pumped Hydro Storage | Open-loop Pumped Hydro Storage | Operational | 80000 | 0 | 50.5167 | 11.72 | 0 | 0 | 0 | 0 | 0 | 0 | 1 | 1 | 0 | 1 | 0 | 0 | 0 | 0 | 0 | 0 | 0 | 0 | 0 | 0 | 0 | 0 | 0 | 0 | 0 | 0 | 0 | 0 | 0
Hohenwarte Pumped Storage Scheme | Pumped Hydro Storage | Open-loop Pumped Hydro Storage | Open-loop Pumped Hydro Storage | Operational | 383000 | 5.5 | 50.6493 | 11.37 | 0 | 0 | 0 | 0 | 1 | 0 | 0 | 1 | 0 | 1 | 1 | 0 | 0 | 0 | 0 | 0 | 0 | 0 | 0 | 0 | 0 | 0 | 0 | 0 | 0 | 0 | 0 | 0 | 1
Cape Barren Island Hybrid System | Electro-chemical | Electro-chemical | Electro-chemical | Operational | 163 | 1 | -40.3982 | 148.2 | 0 | 0 | 0 | 0 | 0 | 0 | 0 | 0 | 0 | 0 | 0 | 0 | 0 | 0 | 0 | 0 | 1 | 0 | 1 | 0 | 0 | 0 | 0 | 0 | 0 | 0 | 0 | 0 | 0
Green Mountain Power Ice Energy Project 1 | Thermal Storage | Ice Thermal Storage | Ice Thermal Storage | Operational | 45 | 4.67 | 44 | -73 | 0 | 0 | 0 | 0 | 1 | 0 | 0 | 0 | 0 | 0 | 0 | 0 | 0 | 0 | 0 | 0 | 0 | 0 | 0 | 0 | 0 | 0 | 0 | 0 | 0 | 0 | 0 | 0 | 0
Citizens Bank - Green Mountain Power Ice Energy Project 2 | Thermal Storage | Ice Thermal Storage | Ice Thermal Storage | Operational | 10 | 6 | 44 | 0 | 0 | 0 | 0 | 0 | 1 | 0 | 1 | 0 | 0 | 0 | 0 | 0 | 0 | 0 | 0 | 0 | 0 | 0 | 0 | 0 | 0 | 0 | 0 | 0 | 0 | 0 | 0 | 0 | 0
EnStorage Technology Demonstrator | Electro-chemical | Flow Battery | Hydrogen Bromine Flow Battery | Operational | 50 | 2 | 31.0694 | 35.03 | 0 | 0 | 0 | 0 | 0 | 0 | 0 | 0 | 0 | 0 | 0 | 0 | 0 | 0 | 0 | 0 | 1 | 0 | 1 | 1 | 0 | 0 | 0 | 0 | 0 | 1 | 1 | 0 | 0
Niederwartha Pumped Storage Power Station | Pumped Hydro Storage | Open-loop Pumped Hydro Storage | Open-loop Pumped Hydro Storage | Operational | 40000 | 0 | 51.0934 | 13.6 | 0 | 0 | 0 | 0 | 0 | 0 | 1 | 1 | 0 | 1 | 1 | 0 | 0 | 0 | 0 | 0 | 0 | 0 | 0 | 0 | 0 | 0 | 0 | 0 | 0 | 0 | 0 | 0 | 1
Witznau Pumped Storage Power Station | Pumped Hydro Storage | Open-loop Pumped Hydro Storage | Open-loop Pumped Hydro Storage | Operational | 220000 | 2.83 | 47.6877 | 8.25 | 0 | 0 | 0 | 0 | 0 | 0 | 1 | 1 | 0 | 0 | 0 | 0 | 0 | 0 | 0 | 0 | 0 | 0 | 0 | 0 | 0 | 0 | 0 | 0 | 0 | 0 | 0 | 0 | 0
Kyushu Electric Power/GS Yuasa Ashibe Substation ESS Demo | Electro-chemical | Lithium-ion Battery | Lithium-ion Battery | Operational | 1279 | 0.78 | 33.8012 | 129.76 | 0 | 0 | 0 | 0 | 0 | 0 | 0 | 0 | 0 | 0 | 1 | 0 | 0 | 0 | 0 | 0 | 0 | 0 | 1 | 0 | 0 | 0 | 0 | 0 | 0 | 0 | 0 | 0 | 0
Duke Energy- Residential | Electro-chemical | Lithium-ion Battery | Lithium-ion Battery | Operational | 6 | 1.83 | 35 | -81 | 0 | 0 | 0 | 0 | 0 | 0 | 0 | 0 | 0 | 0 | 0 | 0 | 1 | 0 | 0 | 0 | 0 | 0 | 0 | 1 | 0 | 0 | 0 | 0 | 0 | 0 | 0 | 0 | 0
Promontory Microgrid CAES - ATK Launch Systems - Over 540 Buildings on a Sprawling 19,900-Acre Site | Electro-mechanical | Compressed Air Energy Storage | Compressed Air Energy Storage | Operational | 80 | 0.75 | 41.6656 | -112.4357 | 0 | 0 | 0 | 0 | 1 | 0 | 0 | 0 | 0 | 0 | 0 | 0 | 0 | 0 | 1 | 1 | 0 | 0 | 0 | 0 | 0 | 0 | 0 | 0 | 0 | 0 | 0 | 0 | 0
Micro-Grid I-Sare (Battery) | Electro-chemical | Electro-chemical | Electro-chemical | Operational | 0 | 0 | 43.3183 | -1.98 | 0 | 0 | 0 | 0 | 0 | 0 | 1 | 1 | 0 | 0 | 0 | 0 | 0 | 0 | 0 | 0 | 0 | 0 | 0 | 0 | 0 | 0 | 0 | 0 | 0 | 0 | 0 | 0 | 0
BlueSky Energy Microgrid ViZn Z20 | Electro-chemical | Flow Battery | Zinc Iron Flow Battery | Operational | 64 | 2.83 | 48 | 0 | 0 | 0 | 0 | 0 | 0 | 0 | 0 | 0 | 0 | 0 | 0 | 0 | 0 | 0 | 0 | 0 | 1 | 0 | 1 | 0 | 0 | 0 | 0 | 0 | 0 | 0 | 0 | 0 | 0
Discovery at Spring Trails Residential Energy Storage | Electro-chemical | Lithium-ion Battery | Lithium-ion Battery | De-Commissioned | 30 | 14 | 30.12 | -95.37 | 0 | 0 | 0 | 0 | 1 | 1 | 0 | 0 | 0 | 0 | 0 | 0 | 0 | 0 | 0 | 0 | 1 | 0 | 0 | 0 | 0 | 0 | 0 | 0 | 0 | 0 | 0 | 0 | 0
UNLV RDSI Demonstration Project | Electro-chemical | Lithium-ion Battery | Lithium-ion Battery | Operational | 9 | 0.95 | 36 | 0 | 0 | 0 | 0 | 0 | 0 | 0 | 1 | 0 | 0 | 0 | 0 | 0 | 1 | 0 | 0 | 0 | 0 | 0 | 1 | 1 | 0 | 0 | 0 | 0 | 0 | 0 | 0 | 0 | 0
DC/AC Hybrid Control System for Smart Building | Electro-chemical | Lithium-ion Battery | Lithium Iron Phosphate Battery | Operational | 48 | 1.2 | 38.2682 | 140.87 | 1 | 0 | 0 | 0 | 0 | 0 | 0 | 0 | 0 | 0 | 0 | 0 | 0 | 0 | 0 | 1 | 0 | 0 | 1 | 1 | 0 | 0 | 0 | 0 | 0 | 0 | 0 | 0 | 0
Bethel Energy Center - Apex Compressed Air Energy Storage - 317 MW Compressed Air Energy Storage | Electro-mechanical | Compressed Air Energy Storage | Compressed Air Energy Storage | Operational | 317000 | 96 | 31.8354 | -95.8389 | 1 | 0 | 0 | 0 | 0 | 0 | 0 | 0 | 0 | 0 | 1 | 0 | 0 | 0 | 0 | 0 | 0 | 1 | 0 | 1 | 0 | 0 | 0 | 0 | 0 | 0 | 0 | 0 | 0
Rose City Lights | Electro-chemical | Lead-acid Battery | Advanced Lead-acid Battery | Operational | 225 | 4 | 41 | 0 | 0 | 0 | 0 | 0 | 1 | 0 | 0 | 0 | 0 | 0 | 0 | 0 | 0 | 0 | 1 | 1 | 1 | 0 | 1 | 0 | 0 | 0 | 0 | 0 | 0 | 0 | 0 | 0 | 0
Kirchentellinsfurt Hydroelectric Power Plant | Pumped Hydro Storage | Open-loop Pumped Hydro Storage | Open-loop Pumped Hydro Storage | Operational | 1300 | 0 | 48.602 | 9.1 | 0 | 0 | 0 | 0 | 0 | 0 | 1 | 1 | 0 | 0 | 0 | 0 | 0 | 0 | 0 | 0 | 0 | 0 | 0 | 0 | 0 | 0 | 0 | 0 | 0 | 0 | 0 | 0 | 0
HÃ¤usern Pumped Storage Power Plant | Pumped Hydro Storage | Open-loop Pumped Hydro Storage | Open-loop Pumped Hydro Storage | Operational | 100000 | 0 | 47.7552 | 8.19 | 0 | 0 | 0 | 0 | 0 | 0 | 1 | 1 | 0 | 0 | 0 | 0 | 0 | 0 | 0 | 0 | 0 | 0 | 0 | 0 | 0 | 0 | 0 | 0 | 0 | 0 | 0 | 0 | 0
UTS (University of Technology) Sydney | Electro-chemical | Flow Battery | Zinc Bromine Flow Battery | Operational | 25 | 2 | -34 | 151 | 0 | 0 | 0 | 0 | 0 | 0 | 0 | 0 | 0 | 0 | 0 | 0 | 0 | 0 | 0 | 0 | 0 | 0 | 1 | 0 | 0 | 0 | 0 | 0 | 0 | 0 | 0 | 0 | 0
Ice Energy Big Box Retailer Project | Thermal Storage | Ice Thermal Storage | Ice Thermal Storage | Operational | 38 | 4.67 | 36.1146 | -115.17 | 0 | 0 | 0 | 0 | 1 | 0 | 1 | 0 | 0 | 0 | 0 | 0 | 0 | 0 | 0 | 0 | 0 | 0 | 0 | 0 | 0 | 0 | 0 | 0 | 0 | 0 | 0 | 0 | 0
Texas Scottish Rite Hospital for Children VYCON Flywheels - Two 300kW Flywheels | Electro-mechanical | Flywheel | Flywheel | Operational | 600 | 0 | 32.8021 | -96.8141 | 0 | 0 | 0 | 0 | 0 | 0 | 0 | 0 | 0 | 1 | 0 | 0 | 0 | 0 | 0 | 0 | 0 | 0 | 0 | 0 | 1 | 0 | 0 | 0 | 0 | 0 | 0 | 0 | 0
Shell Point Retirement Village | Thermal Storage | Ice Thermal Storage | Ice Thermal Storage | Operational | 4800 | 6 | 26.5157 | -82 | 0 | 0 | 0 | 0 | 1 | 0 | 1 | 0 | 0 | 0 | 0 | 0 | 0 | 0 | 0 | 0 | 0 | 0 | 0 | 0 | 0 | 0 | 0 | 0 | 0 | 0 | 0 | 0 | 0
Cache Creek Casino | Thermal Storage | Chilled Water Thermal Storage | Chilled Water Thermal Storage | Operational | 1300 | 6 | 38.7343 | -122.14 | 0 | 0 | 0 | 0 | 1 | 0 | 1 | 0 | 0 | 0 | 0 | 0 | 0 | 0 | 0 | 0 | 0 | 0 | 0 | 0 | 0 | 0 | 0 | 0 | 0 | 0 | 0 | 0 | 0
Lackland Air Force Base | Thermal Storage | Chilled Water Thermal Storage | Chilled Water Thermal Storage | Operational | 580 | 8 | 29.3826 | -98.61 | 0 | 0 | 0 | 0 | 1 | 0 | 1 | 0 | 0 | 0 | 0 | 0 | 0 | 0 | 0 | 0 | 0 | 0 | 0 | 0 | 0 | 0 | 0 | 0 | 0 | 0 | 0 | 0 | 0
Geisinger Health System Danville Chilled Water Thermal Storage | Thermal Storage | Chilled Water Thermal Storage | Chilled Water Thermal Storage | Operational | 700 | 8 | 40.9679 | -76.61 | 0 | 0 | 0 | 0 | 1 | 0 | 1 | 0 | 0 | 0 | 0 | 0 | 0 | 0 | 0 | 0 | 0 | 0 | 0 | 0 | 0 | 0 | 0 | 0 | 0 | 0 | 0 | 0 | 0
Texas Instruments Manufacturing Plant | Thermal Storage | Chilled Water Thermal Storage | Chilled Water Thermal Storage | Operational | 6400 | 8 | 32.7801 | -96.8 | 0 | 0 | 0 | 0 | 1 | 0 | 1 | 0 | 0 | 0 | 0 | 0 | 0 | 0 | 0 | 0 | 0 | 0 | 0 | 0 | 0 | 0 | 0 | 0 | 0 | 0 | 0 | 0 | 0
Federal Government Facility Chilled Water TES | Thermal Storage | Chilled Water Thermal Storage | Chilled Water Thermal Storage | Operational | 274 | 2.5 | 38.5224 | -77.29 | 0 | 0 | 0 | 0 | 1 | 0 | 1 | 0 | 0 | 0 | 0 | 0 | 0 | 0 | 0 | 0 | 0 | 0 | 0 | 0 | 0 | 0 | 0 | 0 | 0 | 0 | 0 | 0 | 0
Ice Energy Storage at Staples Retailer | Thermal Storage | Ice Thermal Storage | Ice Thermal Storage | Operational | 38 | 4.67 | 40.1422 | -74.23 | 0 | 0 | 0 | 0 | 1 | 0 | 1 | 0 | 0 | 0 | 0 | 0 | 0 | 0 | 0 | 0 | 0 | 0 | 0 | 0 | 0 | 0 | 0 | 0 | 0 | 0 | 0 | 0 | 0
Ice Energy Manufacturing Facility Project | Thermal Storage | Ice Thermal Storage | Ice Thermal Storage | Operational | 24 | 6 | 40.5787 | -105 | 0 | 0 | 0 | 0 | 1 | 0 | 1 | 0 | 0 | 0 | 0 | 0 | 0 | 0 | 0 | 0 | 0 | 0 | 0 | 0 | 0 | 0 | 0 | 0 | 0 | 0 | 0 | 0 | 0
Park Marina Building | Thermal Storage | Ice Thermal Storage | Ice Thermal Storage | Operational | 132 | 6 | 41 | 0 | 0 | 0 | 0 | 0 | 1 | 0 | 1 | 0 | 0 | 0 | 0 | 0 | 0 | 0 | 0 | 0 | 0 | 0 | 0 | 0 | 0 | 0 | 0 | 0 | 0 | 0 | 0 | 0 | 0
Encinitas Civic Center | Thermal Storage | Ice Thermal Storage | Ice Thermal Storage | Operational | 75 | 6 | 33.0448 | -117.27 | 0 | 0 | 0 | 0 | 1 | 0 | 1 | 0 | 0 | 0 | 0 | 0 | 0 | 0 | 0 | 0 | 0 | 0 | 0 | 0 | 0 | 0 | 0 | 0 | 0 | 0 | 0 | 0 | 0
CALMAC Centex Building | Thermal Storage | Ice Thermal Storage | Ice Thermal Storage | Offline/Under Repair | 205 | 6 | 33 | 0 | 0 | 0 | 0 | 0 | 1 | 0 | 1 | 0 | 0 | 0 | 0 | 0 | 0 | 0 | 0 | 0 | 0 | 0 | 0 | 0 | 0 | 0 | 0 | 0 | 0 | 0 | 0 | 0 | 0
Hachijo Island NaS Battery | Electro-chemical | Sodium based Battery | Sodium-sulfur Battery | Operational | 400 | 7.2 | 33.1022 | 139.8 | 0 | 0 | 0 | 0 | 0 | 0 | 1 | 1 | 0 | 0 | 1 | 0 | 0 | 0 | 0 | 0 | 0 | 0 | 0 | 0 | 0 | 0 | 0 | 0 | 0 | 0 | 0 | 0 | 0
Nevada Energy Battery Storage Project (Villa Trieste) | Electro-chemical | Lithium-ion Battery | Lithium-ion Battery | Operational | 5 | 2 | 36.145 | -115.23 | 0 | 0 | 0 | 0 | 0 | 0 | 1 | 0 | 0 | 0 | 0 | 0 | 1 | 0 | 0 | 0 | 0 | 0 | 0 | 0 | 0 | 0 | 0 | 0 | 0 | 0 | 0 | 0 | 0
Hydrostor UCAES Aruba Project - Low-Cost Air Cavity to the Bottom of a Lake or Ocean | Compressed Air Energy Storage | Compressed Air Energy Storage | Compressed Air Energy Storage | Contracted | 1000 | 6 | 12.4333 | -69.9167 | 0 | 0 | 0 | 0 | 0 | 0 | 0 | 0 | 0 | 0 | 0 | 0 | 0 | 0 | 0 | 0 | 0 | 0 | 1 | 1 | 0 | 0 | 0 | 0 | 0 | 0 | 0 | 0 | 0
Web2Energy Smart Grid Project | Electro-chemical | Lithium-ion Battery | Lithium-ion Battery | Operational | 5 | 0.8 | 49.8776 | 8.65 | 0 | 0 | 0 | 0 | 0 | 0 | 1 | 0 | 0 | 0 | 0 | 0 | 0 | 0 | 0 | 0 | 0 | 0 | 0 | 0 | 0 | 0 | 0 | 0 | 0 | 0 | 0 | 0 | 0
Enel Voltage Regulation ESS at Teramo | Electro-chemical | Lithium-ion Battery | Lithium-ion Battery | Operational | 32 | 1 | 43 | 0 | 0 | 0 | 0 | 0 | 0 | 0 | 0 | 0 | 0 | 0 | 0 | 0 | 0 | 0 | 0 | 0 | 0 | 0 | 0 | 0 | 0 | 0 | 0 | 0 | 0 | 0 | 0 | 0 | 1
Enel Voltage Regulation at L&#039;Aquila | Electro-chemical | Lithium-ion Battery | Lithium-ion Battery | Operational | 32 | 1 | 42 | 0 | 0 | 0 | 0 | 0 | 0 | 0 | 0 | 0 | 0 | 0 | 0 | 0 | 0 | 0 | 0 | 0 | 0 | 0 | 0 | 0 | 0 | 0 | 0 | 0 | 0 | 0 | 0 | 0 | 1
330 MW - Gaelectric Compressed Air Energy Storage (CAES) | Electro-mechanical | Compressed Air Energy Storage | Compressed Air Energy Storage | Announced/Never Built | 330000 | 6 | 54.8449 | -5.8 | 0 | 0 | 0 | 0 | 0 | 0 | 1 | 0 | 0 | 0 | 0 | 0 | 0 | 0 | 0 | 0 | 0 | 0 | 1 | 1 | 0 | 0 | 0 | 0 | 0 | 0 | 0 | 0 | 0
Micro-Grid I-Sare (Flywheel) - A Smart Power Grid in the Region of Gipuzkoa | Electro-mechanical | Flywheel | Flywheel | Operational | 0 | 0 | 43.3015 | -1.9479 | 0 | 0 | 0 | 0 | 0 | 0 | 0 | 0 | 0 | 0 | 1 | 0 | 0 | 0 | 0 | 0 | 0 | 0 | 0 | 0 | 0 | 0 | 0 | 0 | 0 | 0 | 0 | 0 | 1
Eco House Project | Electro-chemical | Electro-chemical | Electro-chemical | Operational | 14 | 2 | 38.2682 | 140.87 | 0 | 0 | 0 | 0 | 0 | 0 | 0 | 0 | 0 | 0 | 0 | 0 | 0 | 0 | 0 | 1 | 0 | 0 | 1 | 1 | 0 | 0 | 0 | 0 | 0 | 0 | 0 | 0 | 0
RDT&amp;E for Advanced Energy Storage &amp; Management Demonstration for USAF High Energy Demand Operations and Facilities | Electro-chemical | Sodium based Battery | Sodium-nickel-chloride Battery | Operational | 100 | 2 | 20.7489 | -156.44 | 0 | 0 | 0 | 0 | 0 | 0 | 0 | 0 | 0 | 0 | 0 | 0 | 0 | 0 | 0 | 0 | 0 | 0 | 0 | 1 | 0 | 0 | 0 | 0 | 0 | 0 | 0 | 0 | 0
Xi&#039;an EV Charging Staion and Wind-Solar-Storage Microgrid Pilot Project | Electro-chemical | Lithium-ion Battery | Lithium Iron Phosphate Battery | Operational | 30 | 2 | 34 | 109 | 0 | 0 | 0 | 0 | 0 | 0 | 0 | 0 | 0 | 0 | 0 | 0 | 0 | 0 | 0 | 1 | 0 | 0 | 1 | 1 | 0 | 0 | 0 | 0 | 0 | 0 | 0 | 0 | 0
Arista Durathon Battery Project | Electro-chemical | Sodium based Battery | Sodium-nickel-chloride Battery | Operational | 100 | 2 | 43.1914 | -77.66 | 1 | 0 | 0 | 0 | 1 | 0 | 0 | 0 | 0 | 0 | 0 | 0 | 0 | 0 | 0 | 0 | 0 | 0 | 0 | 0 | 0 | 0 | 0 | 0 | 0 | 0 | 0 | 0 | 0
Powerco&#039;s Lead Acid Battery System (Hunterville) | Electro-chemical | Lead-acid Battery | Lead-acid Battery | Operational | 5 | 5 | -40 | 0 | 0 | 0 | 0 | 0 | 0 | 0 | 1 | 0 | 0 | 0 | 0 | 0 | 0 | 0 | 0 | 0 | 1 | 0 | 0 | 0 | 0 | 0 | 0 | 0 | 0 | 0 | 0 | 0 | 0
WPD Falcon Project, GE Durathon | Electro-chemical | Sodium based Battery | Sodium-nickel-chloride Battery | Operational | 250 | 2 | 52 | 0 | 0 | 0 | 0 | 0 | 0 | 0 | 0 | 0 | 1 | 0 | 0 | 1 | 0 | 0 | 0 | 0 | 0 | 0 | 0 | 0 | 0 | 1 | 1 | 0 | 0 | 0 | 0 | 0 | 1
Gigha Wind Farm Battery Project | Electro-chemical | Flow Battery | Vanadium Redox Flow Battery | Contracted | 100 | 16.8 | 55.6846 | -5.75 | 0 | 0 | 0 | 0 | 0 | 0 | 0 | 0 | 0 | 0 | 0 | 0 | 0 | 0 | 0 | 0 | 0 | 0 | 1 | 1 | 0 | 0 | 0 | 0 | 0 | 0 | 0 | 0 | 0
HSCL Composite Hub and Rim - Rotor system | Electro-mechanical | Flywheel | Flywheel | Contracted | 100 | 0.5 | 37.2919 | 126.8387 | 0 | 0 | 0 | 1 | 0 | 0 | 0 | 0 | 0 | 0 | 0 | 0 | 0 | 0 | 0 | 0 | 0 | 0 | 0 | 0 | 0 | 0 | 0 | 0 | 0 | 0 | 0 | 0 | 0
JLM Energy: Alabama Solar-tied | Electro-chemical | Lithium-ion Battery | Lithium Iron Phosphate Battery | Operational | 300 | 1 | 33.5081 | -86.79 | 0 | 0 | 0 | 0 | 0 | 0 | 0 | 0 | 0 | 0 | 0 | 0 | 0 | 0 | 0 | 0 | 0 | 0 | 1 | 0 | 0 | 0 | 0 | 0 | 0 | 0 | 0 | 0 | 0
Grimsel 3 Pumped Hydro Storage Power Station | Pumped Hydro Storage | Open-loop Pumped Hydro Storage | Open-loop Pumped Hydro Storage | Operational | 600000 | 0 | 46.6553 | 8.29 | 0 | 0 | 0 | 0 | 0 | 0 | 0 | 0 | 0 | 0 | 1 | 0 | 0 | 0 | 0 | 0 | 0 | 0 | 1 | 1 | 0 | 0 | 0 | 0 | 0 | 0 | 0 | 0 | 0
Battery Energy Storage System (BESS) - DC-Linked System | Electro-chemical | Lithium-ion Battery | Lithium-ion Battery | Operational | 250 | 0.33 | 49 | 0 | 1 | 0 | 1 | 1 | 0 | 0 | 0 | 0 | 0 | 0 | 0 | 0 | 0 | 0 | 0 | 0 | 1 | 0 | 0 | 1 | 0 | 0 | 0 | 0 | 0 | 0 | 0 | 0 | 0
Battery Energy Storage System (BESS) - AC-Linked System | Electro-chemical | Lithium-ion Battery | Lithium-ion Battery | Operational | 30 | 0.83 | 49 | 0 | 0 | 0 | 1 | 1 | 0 | 0 | 0 | 0 | 0 | 0 | 0 | 0 | 0 | 0 | 0 | 0 | 1 | 0 | 0 | 1 | 0 | 0 | 0 | 0 | 0 | 0 | 0 | 0 | 0
Ocean Park Inn 18 kW Stem | Electro-chemical | Lithium-ion Battery | Lithium-ion Battery | Operational | 18 | 1 | 32.795 | -117.26 | 0 | 0 | 0 | 0 | 1 | 0 | 0 | 0 | 0 | 0 | 0 | 0 | 0 | 0 | 0 | 0 | 0 | 0 | 0 | 0 | 1 | 0 | 0 | 0 | 0 | 0 | 0 | 0 | 0
IHEM - Intelligent HomeEnergyManagement | Electro-chemical | Lithium-ion Battery | Lithium-ion Battery | Operational | 3 | 2 | 48.1441 | 11.57 | 0 | 0 | 0 | 0 | 0 | 0 | 0 | 0 | 0 | 0 | 0 | 0 | 1 | 0 | 1 | 0 | 1 | 0 | 0 | 0 | 0 | 0 | 0 | 0 | 0 | 0 | 0 | 0 | 0
MID Primus Power Wind Energy Storage Demonstration - Renewables Firming | Electro-chemical | Flow Battery | Zinc Bromine Flow Battery | Operational | 250 | 4 | 38 | 0 | 0 | 0 | 0 | 0 | 0 | 0 | 0 | 0 | 0 | 0 | 0 | 0 | 0 | 0 | 0 | 0 | 0 | 0 | 0 | 1 | 0 | 0 | 0 | 0 | 0 | 0 | 0 | 0 | 0
Esstalion Technologies Varennes Energy Storage System | Electro-chemical | Lithium-ion Battery | Lithium-ion Battery | Operational | 1200 | 1 | 45.6552 | -73.42 | 0 | 0 | 0 | 0 | 0 | 0 | 0 | 1 | 1 | 1 | 1 | 0 | 0 | 1 | 1 | 0 | 0 | 0 | 1 | 0 | 0 | 0 | 1 | 1 | 0 | 0 | 1 | 0 | 1
VYCON (now Calnetix) Lights-Out Data Center - 800kW Flywheel | Electro-mechanical | Flywheel | Flywheel | Contracted | 8000 | 0 | 31.9686 | -99.9018 | 0 | 0 | 0 | 0 | 0 | 0 | 0 | 0 | 0 | 1 | 0 | 0 | 0 | 0 | 0 | 0 | 0 | 0 | 0 | 0 | 1 | 0 | 0 | 0 | 0 | 0 | 0 | 0 | 0
Ergon | Electro-chemical | Lithium-ion Battery | Lithium-ion Battery | Contracted | 1000 | 2 | -20.9176 | 142.7 | 0 | 0 | 0 | 0 | 1 | 1 | 0 | 0 | 0 | 0 | 0 | 0 | 0 | 0 | 0 | 1 | 0 | 0 | 0 | 0 | 1 | 0 | 0 | 0 | 0 | 0 | 0 | 0 | 0
EnerDel Sochi BESS | Electro-chemical | Lithium-ion Battery | Lithium-ion Battery | Operational | 1500 | 1.67 | 43.5853 | 39.72 | 0 | 0 | 0 | 0 | 0 | 0 | 0 | 0 | 0 | 1 | 1 | 0 | 0 | 0 | 1 | 0 | 0 | 0 | 0 | 0 | 1 | 0 | 0 | 0 | 0 | 0 | 0 | 0 | 1
Mifuneholdings Kagoshima Solar Plant with 1 MWh Samsung SDI | Electro-chemical | Lithium-ion Battery | Lithium-ion Battery | Announced | 2000 | 0.5 | 32 | 131 | 0 | 0 | 0 | 0 | 0 | 0 | 0 | 0 | 0 | 0 | 0 | 0 | 0 | 0 | 0 | 0 | 1 | 0 | 1 | 0 | 0 | 0 | 0 | 0 | 0 | 0 | 0 | 0 | 0
30 kW / 130 kWh - University of New South Wales - Gildemeister CellCube | Electro-chemical | Vanadium Redox Flow Battery | Vanadium Redox Flow Battery | Operational | 30 | 4.33 | -34 | 151 | 0 | 0 | 0 | 0 | 1 | 1 | 1 | 0 | 0 | 0 | 0 | 0 | 0 | 0 | 1 | 0 | 0 | 0 | 0 | 1 | 1 | 0 | 0 | 0 | 0 | 0 | 0 | 0 | 0
NRG Energy 0.5 MW | Electro-chemical | Electro-chemical | Electro-chemical | Contracted | 500 | 4 | 33.1581 | -117.35 | 0 | 0 | 0 | 0 | 0 | 0 | 1 | 0 | 0 | 0 | 0 | 0 | 0 | 0 | 0 | 0 | 0 | 0 | 0 | 0 | 0 | 0 | 0 | 0 | 0 | 0 | 0 | 0 | 0
Ice Energy procurement from SCE&#039;s November 2014 LCR: 25.6 MW | Thermal Storage | Ice Thermal Storage | Ice Thermal Storage | Contracted | 25600 | 6 | 34.0522 | -118.24 | 0 | 0 | 0 | 0 | 1 | 0 | 1 | 0 | 0 | 0 | 0 | 0 | 0 | 0 | 0 | 0 | 0 | 0 | 0 | 1 | 0 | 0 | 0 | 0 | 0 | 0 | 0 | 0 | 0
Stem 85 MW Western Los Angeles Basin | Electro-chemical | Electro-chemical | Electro-chemical | Contracted | 85000 | 0 | 34.0522 | -118.24 | 0 | 0 | 0 | 0 | 1 | 0 | 1 | 1 | 0 | 0 | 0 | 0 | 1 | 0 | 0 | 0 | 0 | 0 | 0 | 0 | 0 | 0 | 0 | 0 | 0 | 0 | 0 | 0 | 0
Enel Livorno Test Facility: 20 kW ZEBRA | Electro-chemical | Sodium based Battery | Sodium-nickel-chloride Battery | Operational | 20 | 1 | 43.5485 | 10.31 | 0 | 0 | 0 | 0 | 0 | 0 | 0 | 0 | 0 | 0 | 0 | 0 | 0 | 0 | 0 | 0 | 0 | 0 | 1 | 0 | 0 | 0 | 0 | 0 | 0 | 0 | 0 | 0 | 0
US NORTHCOM BESS project - Erigo Technologies, EaglePicher Technologies | Electro-chemical | Lead-acid Battery | Advanced Lead-acid Battery | Operational | 300 | 1.28 | 40 | -105 | 0 | 0 | 0 | 0 | 0 | 0 | 1 | 0 | 0 | 0 | 0 | 0 | 0 | 0 | 1 | 1 | 0 | 1 | 1 | 0 | 0 | 0 | 0 | 0 | 0 | 0 | 0 | 0 | 0
EnerDel Mobile Hybrid Power System | Electro-chemical | Lithium-ion Battery | Lithium-ion Battery | Operational | 15 | 5.33 | 40.1497 | -88.27 | 0 | 0 | 0 | 0 | 0 | 0 | 0 | 0 | 0 | 0 | 0 | 0 | 0 | 0 | 1 | 1 | 1 | 0 | 0 | 0 | 0 | 0 | 0 | 0 | 0 | 0 | 0 | 0 | 0
Mexico City Airport VYCON (now Calnetix) Flywheels - Kinetic Energy Storage Flywheel Systems | Electro-mechanical | Flywheel | Flywheel | Contracted | 390 | 0 | 19.4361 | -99.0719 | 0 | 0 | 0 | 0 | 0 | 0 | 0 | 0 | 0 | 0 | 0 | 1 | 0 | 0 | 0 | 0 | 0 | 0 | 0 | 0 | 1 | 0 | 0 | 0 | 0 | 0 | 0 | 0 | 1
Delta Dental Data Center VYCON (now Calnetix) Flywheels - 1200 kW | Electro-mechanical | Flywheel | Flywheel | Operational | 1200 | 0 | 42.7009 | -84.4297 | 0 | 0 | 0 | 0 | 0 | 0 | 0 | 0 | 0 | 1 | 0 | 0 | 0 | 0 | 0 | 0 | 0 | 0 | 0 | 0 | 1 | 0 | 0 | 0 | 0 | 0 | 0 | 0 | 0
Banner Good Samaritan Medical Center VYCON Flywheels - 600KW | Electro-mechanical | Flywheel | Flywheel | Operational | 600 | 0 | 33.4645 | -112.0579 | 0 | 0 | 0 | 0 | 0 | 0 | 0 | 0 | 0 | 1 | 0 | 0 | 0 | 0 | 0 | 0 | 0 | 0 | 0 | 0 | 1 | 0 | 0 | 0 | 0 | 0 | 0 | 0 | 0
Kazunogawa (No.3) Pump Expansion | Pumped Hydro Storage | Open-loop Pumped Hydro Storage | Open-loop Pumped Hydro Storage | Announced | 400000 | 0 | 35.6642 | 138.57 | 0 | 0 | 0 | 0 | 0 | 0 | 1 | 1 | 0 | 0 | 0 | 0 | 0 | 0 | 0 | 0 | 0 | 0 | 0 | 0 | 0 | 0 | 0 | 0 | 0 | 0 | 0 | 0 | 0
Changsha 10MW/20MWh BESS | Electro-chemical | Lithium-ion Battery | Lithium Iron Phosphate Battery | Announced | 10000 | 2 | 28.2282 | 112.94 | 0 | 0 | 0 | 0 | 0 | 0 | 0 | 0 | 0 | 0 | 1 | 0 | 0 | 0 | 0 | 0 | 0 | 0 | 0 | 0 | 0 | 0 | 0 | 0 | 0 | 0 | 0 | 0 | 0
Power to Gas Plant in Reitbrook | Hydrogen Storage | Hydrogen Storage | Hydrogen Storage | Contracted | 800 | 0 | 53 | 0 | 0 | 0 | 0 | 0 | 0 | 0 | 0 | 0 | 0 | 0 | 0 | 0 | 0 | 0 | 0 | 0 | 0 | 0 | 1 | 0 | 0 | 0 | 0 | 0 | 0 | 0 | 0 | 0 | 0
Isle of Rum Microgrid System | Electro-chemical | Lead-acid Battery | Lead-acid Battery | Operational | 45 | 3.67 | 57 | 0 | 0 | 0 | 0 | 0 | 0 | 0 | 0 | 1 | 0 | 0 | 0 | 0 | 0 | 0 | 0 | 0 | 1 | 0 | 0 | 1 | 0 | 0 | 0 | 0 | 0 | 0 | 0 | 0 | 0
PSE Storage Innovation Project 2 | Electro-chemical | Lithium-ion Battery | Lithium Iron Phosphate Battery | Contracted | 2000 | 2.2 | 48 | -122 | 0 | 0 | 0 | 0 | 0 | 0 | 1 | 0 | 0 | 0 | 0 | 0 | 0 | 0 | 0 | 0 | 0 | 0 | 0 | 0 | 0 | 0 | 0 | 1 | 0 | 0 | 0 | 0 | 0
Canadian Solar Solutions for IESO | Electro-chemical | Lithium-ion Battery | Lithium-ion Battery | Contracted | 4000 | 0.68 | 51.2538 | -85.32 | 0 | 0 | 0 | 0 | 0 | 0 | 0 | 0 | 0 | 0 | 1 | 0 | 0 | 0 | 0 | 0 | 0 | 0 | 0 | 0 | 0 | 0 | 0 | 0 | 0 | 0 | 0 | 0 | 1
SOPRA HAN University | Electro-chemical | Lithium-ion Battery | Lithium Iron Phosphate Battery | Operational | 60 | 0.83 | 51.9872 | 5.95 | 0 | 0 | 0 | 0 | 0 | 0 | 1 | 0 | 0 | 0 | 0 | 0 | 0 | 0 | 1 | 1 | 0 | 0 | 1 | 0 | 0 | 0 | 0 | 0 | 0 | 0 | 0 | 0 | 0
SOPRA WUR Farm | Electro-chemical | Lithium-ion Battery | Lithium Iron Phosphate Battery | Operational | 60 | 2.65 | 52.5399 | 5.56 | 0 | 0 | 0 | 0 | 0 | 0 | 1 | 0 | 0 | 0 | 0 | 0 | 0 | 0 | 1 | 1 | 0 | 0 | 1 | 0 | 0 | 0 | 0 | 0 | 0 | 0 | 0 | 0 | 0
SOPRA Zero Watt project | Electro-chemical | Lithium-ion Battery | Lithium Iron Phosphate Battery | Operational | 60 | 0.83 | 52.0705 | 4.3 | 0 | 0 | 0 | 0 | 0 | 0 | 1 | 0 | 0 | 0 | 0 | 0 | 0 | 0 | 1 | 1 | 0 | 0 | 1 | 0 | 0 | 0 | 0 | 0 | 0 | 0 | 0 | 0 | 0
UET HQ Mukilteo BESS | Electro-chemical | Flow Battery | Vanadium Redox Flow Battery | Operational | 600 | 3 | 47.8888 | -122.29 | 0 | 0 | 0 | 0 | 0 | 0 | 1 | 0 | 0 | 0 | 0 | 0 | 0 | 0 | 0 | 1 | 0 | 0 | 0 | 0 | 0 | 0 | 0 | 0 | 0 | 0 | 0 | 0 | 0
AES Alamitos Energy Storage Array | Electro-chemical | Electro-chemical | Lithium-ion Battery | Under Construction | 100000 | 4 | 33.7701 | -118.19 | 0 | 0 | 0 | 0 | 0 | 0 | 0 | 1 | 0 | 0 | 0 | 0 | 0 | 0 | 0 | 0 | 0 | 0 | 0 | 0 | 0 | 0 | 0 | 0 | 0 | 0 | 0 | 0 | 0
Champ de Mars Triomphe Cultural Centre - Saft | Electro-chemical | Electro-chemical | Lithium-ion Battery | Operational | 100 | 2 | 19 | -72 | 0 | 0 | 0 | 0 | 0 | 0 | 1 | 0 | 0 | 0 | 0 | 0 | 0 | 0 | 0 | 0 | 1 | 0 | 0 | 1 | 0 | 0 | 0 | 0 | 0 | 0 | 0 | 0 | 0
Kazakhstan - 25MW / 100MWh - Flow Batteries - Primus Power | Electro-chemical | Flow Battery | Zinc Bromine Flow Battery | Contracted | 25000 | 4 | 51.1605 | 71.47 | 0 | 0 | 0 | 0 | 0 | 0 | 1 | 0 | 0 | 0 | 0 | 0 | 0 | 0 | 0 | 0 | 0 | 0 | 0 | 1 | 1 | 0 | 0 | 0 | 0 | 0 | 0 | 0 | 0
China Southern Power Grid - Highpower International - 100 kWh ESS | Electro-chemical | Lithium-ion Battery | Lithium-ion Battery | Announced | 100 | 1 | 22.5431 | 114.06 | 0 | 0 | 0 | 0 | 0 | 0 | 0 | 0 | 0 | 0 | 0 | 0 | 0 | 1 | 0 | 0 | 0 | 0 | 0 | 0 | 0 | 0 | 0 | 0 | 0 | 0 | 0 | 0 | 0
2 MW Potsdam, New York - Microgrid | Electro-chemical | Electro-chemical | Electro-chemical | Announced | 2000 | 0 | 45 | -75 | 0 | 0 | 0 | 0 | 0 | 0 | 0 | 0 | 0 | 0 | 0 | 0 | 0 | 0 | 1 | 0 | 0 | 0 | 0 | 1 | 1 | 0 | 0 | 0 | 0 | 0 | 0 | 0 | 0
6 MW / 10 MWh Molokai Island Energy - Phase One | Electro-chemical | Electro-chemical | Electro-chemical | Announced | 6000 | 1.67 | 21.1444 | -157.02 | 0 | 0 | 0 | 0 | 0 | 0 | 0 | 0 | 0 | 0 | 0 | 0 | 0 | 0 | 1 | 0 | 1 | 0 | 1 | 0 | 1 | 0 | 0 | 0 | 0 | 0 | 0 | 0 | 0
Cellcube-Willibald-Gluck High School | Electro-chemical | Electro-chemical | Vanadium Redox Flow Battery | Operational | 30 | 4 | 49 | 11 | 0 | 0 | 0 | 0 | 0 | 0 | 0 | 0 | 0 | 0 | 0 | 0 | 0 | 0 | 0 | 0 | 1 | 0 | 1 | 1 | 0 | 0 | 0 | 0 | 0 | 0 | 0 | 0 | 0
South Bohemian Science and Technology Park | Electro-chemical | Flow Battery | Vanadium Redox Flow Battery | Operational | 30 | 4.33 | 49 | 14 | 0 | 0 | 0 | 0 | 0 | 1 | 0 | 0 | 0 | 0 | 0 | 1 | 0 | 0 | 0 | 1 | 0 | 0 | 0 | 0 | 1 | 0 | 0 | 0 | 0 | 0 | 0 | 0 | 0
Western Power | Electro-chemical | Electro-chemical | Electro-chemical | Announced | 10 | 5 | -33.5816 | 120.05 | 0 | 0 | 0 | 0 | 0 | 0 | 0 | 0 | 0 | 0 | 0 | 0 | 0 | 0 | 1 | 0 | 0 | 0 | 0 | 0 | 0 | 0 | 0 | 0 | 0 | 0 | 0 | 0 | 0
San Vicente Pumped Storage | Pumped Hydro Storage | Closed-loop Pumped Hydro | Closed-loop Pumped Hydro Storage | Announced | 500000 | 8 | 35.507 | -120.67 | 0 | 0 | 0 | 0 | 0 | 0 | 0 | 0 | 0 | 0 | 0 | 1 | 0 | 0 | 0 | 0 | 0 | 0 | 0 | 0 | 0 | 0 | 0 | 0 | 0 | 0 | 0 | 0 | 0
Beverly Regional Cache Site (MASS DOER Community Resiliency) | Electro-chemical | Electro-chemical | Electro-chemical | Announced | 39 | 2 | 42.5878 | -70.9 | 0 | 0 | 0 | 0 | 0 | 0 | 0 | 0 | 0 | 0 | 0 | 0 | 0 | 0 | 1 | 1 | 0 | 0 | 0 | 0 | 1 | 0 | 0 | 0 | 0 | 0 | 0 | 0 | 0
Dennis-Yarmouth High School Regional Shelter (MASS DOER Community Resiliency) | Electro-chemical | Electro-chemical | Electro-chemical | Announced | 512 | 1 | 41.6776 | -70.19 | 0 | 0 | 0 | 0 | 1 | 0 | 0 | 0 | 0 | 0 | 0 | 0 | 0 | 0 | 1 | 1 | 0 | 0 | 0 | 0 | 1 | 0 | 0 | 0 | 0 | 0 | 0 | 0 | 0
Greenfield High School (MASS DOER Community Resiliency) | Electro-chemical | Electro-chemical | Electro-chemical | Announced | 129 | 2 | 42.6066 | -72.6 | 1 | 0 | 0 | 0 | 0 | 0 | 0 | 0 | 0 | 0 | 0 | 0 | 0 | 0 | 1 | 1 | 0 | 0 | 0 | 0 | 1 | 0 | 0 | 0 | 0 | 0 | 0 | 0 | 0
Holyoke Resiliency Facilities (MASS DOER Community Resiliency) | Electro-chemical | Electro-chemical | Electro-chemical | Announced | 983 | 2 | 42.2043 | -72.62 | 0 | 0 | 0 | 0 | 0 | 0 | 0 | 0 | 0 | 0 | 0 | 0 | 0 | 0 | 1 | 1 | 0 | 0 | 0 | 0 | 1 | 0 | 0 | 0 | 0 | 0 | 0 | 0 | 0
Burbank Central Library #3 - Ice Energy | Thermal Storage | Ice Thermal Storage | Ice Thermal Storage | Operational | 8 | 0 | 34.1832 | -118.31 | 0 | 0 | 0 | 0 | 1 | 0 | 0 | 1 | 0 | 0 | 0 | 0 | 0 | 0 | 0 | 0 | 0 | 0 | 0 | 0 | 0 | 0 | 0 | 0 | 0 | 0 | 0 | 0 | 0
Burbank Central Library #2 - Ice Energy | Thermal Storage | Ice Thermal Storage | Ice Thermal Storage | Operational | 8 | 0 | 34.1832 | -118.31 | 0 | 0 | 0 | 0 | 1 | 0 | 0 | 1 | 0 | 0 | 0 | 0 | 0 | 0 | 0 | 0 | 0 | 0 | 0 | 0 | 0 | 0 | 0 | 0 | 0 | 0 | 0 | 0 | 0
Colony Theater #4 - Ice Energy | Thermal Storage | Ice Thermal Storage | Ice Thermal Storage | Operational | 8 | 0 | 34.1852 | -118.31 | 0 | 0 | 0 | 0 | 1 | 0 | 0 | 1 | 0 | 0 | 0 | 0 | 0 | 0 | 0 | 0 | 0 | 0 | 0 | 0 | 0 | 0 | 0 | 0 | 0 | 0 | 0 | 0 | 0
Colony Theater #3 - Ice Energy | Thermal Storage | Ice Thermal Storage | Ice Thermal Storage | Operational | 8 | 0 | 34.1852 | -118.31 | 0 | 0 | 0 | 0 | 1 | 0 | 0 | 1 | 0 | 0 | 0 | 0 | 0 | 0 | 0 | 0 | 0 | 0 | 0 | 0 | 0 | 0 | 0 | 0 | 0 | 0 | 0 | 0 | 0
Colony Theater #2 - Ice Energy | Thermal Storage | Ice Thermal Storage | Ice Thermal Storage | Operational | 8 | 0 | 34.1852 | -118.31 | 0 | 0 | 0 | 0 | 1 | 0 | 0 | 1 | 0 | 0 | 0 | 0 | 0 | 0 | 0 | 0 | 0 | 0 | 0 | 0 | 0 | 0 | 0 | 0 | 0 | 0 | 0 | 0 | 0
M. David Paul &amp; Associates #2 - Ice Energy | Thermal Storage | Ice Thermal Storage | Ice Thermal Storage | Operational | 8 | 0 | 34.1949 | -118.35 | 0 | 0 | 0 | 0 | 1 | 0 | 0 | 1 | 0 | 0 | 0 | 0 | 0 | 0 | 0 | 0 | 0 | 0 | 0 | 0 | 0 | 0 | 0 | 0 | 0 | 0 | 0 | 0 | 0
City of Burbank Fire Training #2 - Ice Energy | Thermal Storage | Ice Thermal Storage | Ice Thermal Storage | Operational | 8 | 0 | 34.1875 | -118.35 | 0 | 0 | 0 | 0 | 1 | 0 | 0 | 1 | 0 | 0 | 0 | 0 | 0 | 0 | 0 | 0 | 0 | 0 | 0 | 0 | 0 | 0 | 0 | 0 | 0 | 0 | 0 | 0 | 0
Burbank Central Library #4 - Ice Energy | Thermal Storage | Ice Thermal Storage | Ice Thermal Storage | Operational | 8 | 0 | 34.1832 | -118.31 | 0 | 0 | 0 | 0 | 1 | 0 | 0 | 1 | 0 | 0 | 0 | 0 | 0 | 0 | 0 | 0 | 0 | 0 | 0 | 0 | 0 | 0 | 0 | 0 | 0 | 0 | 0 | 0 | 0
Burbank Buena Vista Library #3 - Ice Energy | Thermal Storage | Ice Thermal Storage | Ice Thermal Storage | Operational | 8 | 0 | 34.1641 | -118.33 | 0 | 0 | 0 | 0 | 1 | 0 | 0 | 1 | 0 | 0 | 0 | 0 | 0 | 0 | 0 | 0 | 0 | 0 | 0 | 0 | 0 | 0 | 0 | 0 | 0 | 0 | 0 | 0 | 0
Burbank Water Reclamation Plant #2 - Ice Energy | Thermal Storage | Ice Thermal Storage | Ice Thermal Storage | Operational | 8 | 0 | 34.1823 | -118.32 | 0 | 0 | 0 | 0 | 1 | 0 | 0 | 1 | 0 | 0 | 0 | 0 | 0 | 0 | 0 | 0 | 0 | 0 | 0 | 0 | 0 | 0 | 0 | 0 | 0 | 0 | 0 | 0 | 0
Burbank Water Reclamation Plant #3 - Ice Energy | Thermal Storage | Ice Thermal Storage | Ice Thermal Storage | Operational | 8 | 0 | 34.1823 | -118.32 | 0 | 0 | 0 | 0 | 1 | 0 | 0 | 1 | 0 | 0 | 0 | 0 | 0 | 0 | 0 | 0 | 0 | 0 | 0 | 0 | 0 | 0 | 0 | 0 | 0 | 0 | 0 | 0 | 0
Verdugo Recreation #2 - Ice Energy | Thermal Storage | Ice Thermal Storage | Ice Thermal Storage | Operational | 8 | 0 | 0 | 0 | 0 | 0 | 0 | 0 | 1 | 0 | 0 | 1 | 0 | 0 | 0 | 0 | 0 | 0 | 0 | 0 | 0 | 0 | 0 | 0 | 0 | 0 | 0 | 0 | 0 | 0 | 0 | 0 | 0
Burbank Fire Station #16 #2 - Ice Energy | Thermal Storage | Ice Thermal Storage | Ice Thermal Storage | Operational | 8 | 0 | 34.2007 | -118.31 | 0 | 0 | 0 | 0 | 1 | 0 | 0 | 1 | 0 | 0 | 0 | 0 | 0 | 0 | 0 | 0 | 0 | 0 | 0 | 0 | 0 | 0 | 0 | 0 | 0 | 0 | 0 | 0 | 0
Burbank Buena Vista Library #2 - Ice Energy | Thermal Storage | Ice Thermal Storage | Ice Thermal Storage | Operational | 8 | 0 | 34.1641 | -118.33 | 0 | 0 | 0 | 0 | 1 | 0 | 0 | 1 | 0 | 0 | 0 | 0 | 0 | 0 | 0 | 0 | 0 | 0 | 0 | 0 | 0 | 0 | 0 | 0 | 0 | 0 | 0 | 0 | 0
Warner Bros. Studios #1 - Ice Energy | Thermal Storage | Ice Thermal Storage | Ice Thermal Storage | Operational | 8 | 0 | 34.1498 | -118.34 | 0 | 0 | 0 | 0 | 1 | 0 | 0 | 1 | 0 | 0 | 0 | 0 | 0 | 0 | 0 | 0 | 0 | 0 | 0 | 0 | 0 | 0 | 0 | 0 | 0 | 0 | 0 | 0 | 0
Warner Bros. Studios #2 - Ice Energy | Thermal Storage | Ice Thermal Storage | Ice Thermal Storage | Operational | 8 | 0 | 34.15 | -118.34 | 0 | 0 | 0 | 0 | 1 | 0 | 0 | 1 | 0 | 0 | 0 | 0 | 0 | 0 | 0 | 0 | 0 | 0 | 0 | 0 | 0 | 0 | 0 | 0 | 0 | 0 | 0 | 0 | 0
Warner Bros. Studios #3 - Ice Energy | Thermal Storage | Ice Thermal Storage | Ice Thermal Storage | Operational | 8 | 0 | 34.1499 | -118.34 | 0 | 0 | 0 | 0 | 1 | 0 | 0 | 1 | 0 | 0 | 0 | 0 | 0 | 0 | 0 | 0 | 0 | 0 | 0 | 0 | 0 | 0 | 0 | 0 | 0 | 0 | 0 | 0 | 0
M. David Paul &amp; Associates #1 - Ice Energy | Thermal Storage | Ice Thermal Storage | Ice Thermal Storage | Operational | 8 | 0 | 34.195 | -118.35 | 0 | 0 | 0 | 0 | 1 | 0 | 0 | 1 | 0 | 0 | 0 | 0 | 0 | 0 | 0 | 0 | 0 | 0 | 0 | 0 | 0 | 0 | 0 | 0 | 0 | 0 | 0 | 0 | 0
City of Burbank Fire Training #1 - Ice Energy | Thermal Storage | Ice Thermal Storage | Ice Thermal Storage | Operational | 8 | 0 | 34.1875 | -118.35 | 0 | 0 | 0 | 0 | 1 | 0 | 0 | 1 | 0 | 0 | 0 | 0 | 0 | 0 | 0 | 0 | 0 | 0 | 0 | 0 | 0 | 0 | 0 | 0 | 0 | 0 | 0 | 0 | 0
Burbank Central Library #1 - Ice Energy | Thermal Storage | Ice Thermal Storage | Ice Thermal Storage | Operational | 8 | 0 | 34.1832 | -118.31 | 0 | 0 | 0 | 0 | 1 | 0 | 0 | 1 | 0 | 0 | 0 | 0 | 0 | 0 | 0 | 0 | 0 | 0 | 0 | 0 | 0 | 0 | 0 | 0 | 0 | 0 | 0 | 0 | 0
Field Service (PW Yard) #1 - Ice Energy | Thermal Storage | Ice Thermal Storage | Ice Thermal Storage | Operational | 8 | 0 | 34.1752 | -118.31 | 0 | 0 | 0 | 0 | 1 | 0 | 0 | 1 | 0 | 0 | 0 | 0 | 0 | 0 | 0 | 0 | 0 | 0 | 0 | 0 | 0 | 0 | 0 | 0 | 0 | 0 | 0 | 0 | 0
Colony Theater #1 - Ice Energy | Thermal Storage | Ice Thermal Storage | Ice Thermal Storage | Operational | 8 | 0 | 34.1852 | -118.31 | 0 | 0 | 0 | 0 | 1 | 0 | 0 | 1 | 0 | 0 | 0 | 0 | 0 | 0 | 0 | 0 | 0 | 0 | 0 | 0 | 0 | 0 | 0 | 0 | 0 | 0 | 0 | 0 | 0
Centurylink - Ice Energy | Thermal Storage | Ice Thermal Storage | Ice Thermal Storage | Operational | 8 | 0 | 34.1998 | -118.34 | 0 | 0 | 0 | 0 | 1 | 0 | 0 | 1 | 0 | 0 | 0 | 0 | 0 | 0 | 0 | 0 | 0 | 0 | 0 | 0 | 0 | 0 | 0 | 0 | 0 | 0 | 0 | 0 | 0
IKEA #1 - Ice Energy | Thermal Storage | Ice Thermal Storage | Ice Thermal Storage | Operational | 8 | 0 | 34.1856 | -118.31 | 0 | 0 | 0 | 0 | 1 | 0 | 0 | 1 | 0 | 0 | 0 | 0 | 0 | 0 | 0 | 0 | 0 | 0 | 0 | 0 | 0 | 0 | 0 | 0 | 0 | 0 | 0 | 0 | 0
IKEA #2 - Ice Energy | Thermal Storage | Ice Thermal Storage | Ice Thermal Storage | Operational | 8 | 0 | 34.1856 | -118.31 | 0 | 0 | 0 | 0 | 1 | 0 | 0 | 1 | 0 | 0 | 0 | 0 | 0 | 0 | 0 | 0 | 0 | 0 | 0 | 0 | 0 | 0 | 0 | 0 | 0 | 0 | 0 | 0 | 0
Burbank Mall, Town Center - Ice Energy | Thermal Storage | Ice Thermal Storage | Ice Thermal Storage | Operational | 8 | 0 | 34 | -118 | 0 | 0 | 0 | 0 | 1 | 0 | 0 | 1 | 0 | 0 | 0 | 0 | 0 | 0 | 0 | 0 | 0 | 0 | 0 | 0 | 0 | 0 | 0 | 0 | 0 | 0 | 0 | 0 | 0
Hollywood Burbank Airport #1 - Ice Energy | Thermal Storage | Ice Thermal Storage | Ice Thermal Storage | Operational | 8 | 0 | 34.1955 | -118.35 | 0 | 0 | 0 | 0 | 1 | 0 | 0 | 1 | 0 | 0 | 0 | 0 | 0 | 0 | 0 | 0 | 0 | 0 | 0 | 0 | 0 | 0 | 0 | 0 | 0 | 0 | 0 | 0 | 0
Hollywood Burbank Airport #2 - Ice Energy | Thermal Storage | Ice Thermal Storage | Ice Thermal Storage | Operational | 8 | 0 | 34.1955 | -118.35 | 0 | 0 | 0 | 0 | 1 | 0 | 0 | 1 | 0 | 0 | 0 | 0 | 0 | 0 | 0 | 0 | 0 | 0 | 0 | 0 | 0 | 0 | 0 | 0 | 0 | 0 | 0 | 0 | 0
Hollywood Burbank Airport #3 - Ice Energy | Thermal Storage | Ice Thermal Storage | Ice Thermal Storage | Operational | 8 | 0 | 34.1955 | -118.35 | 0 | 0 | 0 | 0 | 1 | 0 | 0 | 1 | 0 | 0 | 0 | 0 | 0 | 0 | 0 | 0 | 0 | 0 | 0 | 0 | 0 | 0 | 0 | 0 | 0 | 0 | 0 | 0 | 0
Disney Studios #1 - Ice Energy | Thermal Storage | Ice Thermal Storage | Ice Thermal Storage | Operational | 8 | 0 | 34.1562 | -118.33 | 0 | 0 | 0 | 0 | 1 | 0 | 0 | 1 | 0 | 0 | 0 | 0 | 0 | 0 | 0 | 0 | 0 | 0 | 0 | 0 | 0 | 0 | 0 | 0 | 0 | 0 | 0 | 0 | 0
Disney Studios #2 - Ice Energy | Thermal Storage | Ice Thermal Storage | Ice Thermal Storage | Operational | 8 | 0 | 34.1562 | -118.33 | 0 | 0 | 0 | 0 | 1 | 0 | 0 | 1 | 0 | 0 | 0 | 0 | 0 | 0 | 0 | 0 | 0 | 0 | 0 | 0 | 0 | 0 | 0 | 0 | 0 | 0 | 0 | 0 | 0
Burbank Fire Station #16 #1 - Ice Energy | Thermal Storage | Ice Thermal Storage | Ice Thermal Storage | Operational | 8 | 0 | 34.2007 | -118.31 | 0 | 0 | 0 | 0 | 1 | 0 | 0 | 1 | 0 | 0 | 0 | 0 | 0 | 0 | 0 | 0 | 0 | 0 | 0 | 0 | 0 | 0 | 0 | 0 | 0 | 0 | 0 | 0 | 0
Verdugo Recreation #1 - Ice Energy | Thermal Storage | Ice Thermal Storage | Ice Thermal Storage | Operational | 8 | 0 | 34.1808 | -118.31 | 0 | 0 | 0 | 0 | 1 | 0 | 0 | 1 | 0 | 0 | 0 | 0 | 0 | 0 | 0 | 0 | 0 | 0 | 0 | 0 | 0 | 0 | 0 | 0 | 0 | 0 | 0 | 0 | 0
Burbank Water Reclamation Plant #1 - Ice Energy | Thermal Storage | Ice Thermal Storage | Ice Thermal Storage | Operational | 8 | 0 | 34.1823 | -118.32 | 0 | 0 | 0 | 0 | 1 | 0 | 0 | 1 | 0 | 0 | 0 | 0 | 0 | 0 | 0 | 0 | 0 | 0 | 0 | 0 | 0 | 0 | 0 | 0 | 0 | 0 | 0 | 0 | 0
Burbank Buena Vista Library #1 - Ice Energy | Thermal Storage | Ice Thermal Storage | Ice Thermal Storage | Operational | 8 | 0 | 34.164 | -118.33 | 0 | 0 | 0 | 0 | 1 | 0 | 0 | 1 | 0 | 0 | 0 | 0 | 0 | 0 | 0 | 0 | 0 | 0 | 0 | 0 | 0 | 0 | 0 | 0 | 0 | 0 | 0 | 0 | 0
1.5 MW - Austin Energy Kingsbury Substation | Electro-chemical | Lithium-ion Battery | Lithium-ion Battery | Contracted | 1500 | 0 | 30.2672 | -97.74 | 0 | 0 | 0 | 0 | 0 | 0 | 1 | 0 | 0 | 0 | 0 | 0 | 0 | 0 | 0 | 0 | 0 | 0 | 0 | 1 | 0 | 0 | 0 | 0 | 0 | 0 | 0 | 0 | 1
3 MW - PG&amp;E Clarksville Substation- Western Grid | Electro-chemical | Zinc Air Battery | Zinc Air Battery | Contracted | 3000 | 2 | 38.678 | -121.18 | 0 | 0 | 0 | 0 | 0 | 0 | 0 | 0 | 0 | 0 | 0 | 0 | 0 | 0 | 0 | 0 | 0 | 0 | 0 | 0 | 0 | 1 | 0 | 0 | 0 | 0 | 0 | 0 | 0
10 MW - PG&amp;E Molino Substation- Hecate Energy | Electro-chemical | Electro-chemical | Lithium-ion Battery | De-Commissioned | 10000 | 2 | 38.4259 | -122.83 | 0 | 0 | 0 | 0 | 0 | 0 | 0 | 0 | 0 | 0 | 0 | 0 | 0 | 0 | 0 | 0 | 0 | 0 | 0 | 0 | 0 | 1 | 0 | 0 | 0 | 0 | 0 | 0 | 0
1 MW - PG&amp;E Old Kearney Substation - Hecate Energy | Electro-chemical | Electro-chemical | Lithium-ion Battery | De-Commissioned | 1000 | 2 | 36.6784 | -119.93 | 0 | 0 | 0 | 0 | 0 | 0 | 0 | 0 | 0 | 0 | 0 | 0 | 0 | 0 | 0 | 0 | 0 | 0 | 0 | 0 | 0 | 1 | 0 | 0 | 0 | 0 | 0 | 0 | 0
PG&amp;E Mendocino Substation 1 MW Energy Storage System - Hecate Energy | Electro-chemical | Electro-chemical | Lithium-ion Battery | De-Commissioned | 1000 | 2 | 39.2583 | -123.22 | 0 | 0 | 0 | 0 | 0 | 0 | 0 | 0 | 0 | 0 | 0 | 0 | 0 | 0 | 0 | 0 | 0 | 0 | 0 | 0 | 0 | 1 | 0 | 0 | 0 | 0 | 0 | 0 | 0
RedFlow 300 kW Adelaide | Electro-chemical | Flow Battery | Zinc Bromine Flow Battery | Operational | 300 | 2.2 | -34.9286 | 138.6 | 0 | 0 | 0 | 0 | 1 | 0 | 0 | 0 | 0 | 1 | 0 | 0 | 0 | 0 | 1 | 1 | 1 | 0 | 1 | 0 | 0 | 0 | 0 | 0 | 0 | 0 | 0 | 0 | 0
Rhode Hybrid Flywheel Energy Storage Plant - Schwungrad Energie 4 150kW units | Electro-mechanical | Flywheel | Flywheel | Operational | 320 | 0.8 | 53.35 | -7.199 | 0 | 0 | 0 | 0 | 0 | 0 | 0 | 0 | 0 | 1 | 1 | 1 | 0 | 0 | 0 | 0 | 0 | 0 | 0 | 0 | 0 | 0 | 0 | 0 | 0 | 0 | 0 | 0 | 1
Chugach Multi-Stage Energy Storage System (MS-ESS) - 320 kW | Electro-mechanical | Flywheel | Flywheel | Contracted | 320 | 0.8 | 61.1688 | -149.9107 | 0 | 0 | 0 | 0 | 0 | 0 | 1 | 0 | 0 | 0 | 1 | 0 | 0 | 0 | 0 | 0 | 0 | 0 | 0 | 1 | 0 | 0 | 0 | 0 | 0 | 0 | 0 | 0 | 0
UCSD Amber Kinetics 40 kWh Flywheel | Electro-mechanical | Flywheel | Flywheel | Announced/Never Built | 25 | 0.62 | 32.8807 | -117.2402 | 0 | 0 | 0 | 0 | 0 | 0 | 1 | 0 | 0 | 1 | 0 | 0 | 0 | 0 | 0 | 0 | 0 | 0 | 0 | 1 | 0 | 0 | 0 | 0 | 0 | 0 | 0 | 0 | 0
CSIRO Murchison Radio-astronomy Observatory (MRO) - EMC | Electro-chemical | Electro-chemical | Lithium-ion Battery | Operational | 1000 | 2.5 | -27.3985 | 116.41 | 0 | 0 | 0 | 0 | 0 | 0 | 1 | 0 | 0 | 0 | 0 | 0 | 0 | 0 | 1 | 0 | 1 | 0 | 1 | 1 | 1 | 0 | 0 | 0 | 0 | 0 | 0 | 0 | 0
Temecula Valley Unified School District - SolarCity | Electro-chemical | Lithium-ion Battery | Lithium-ion Battery | Operational | 260 | 10 | 33.4936 | -117.15 | 0 | 0 | 0 | 0 | 0 | 1 | 0 | 0 | 0 | 0 | 0 | 0 | 0 | 0 | 0 | 0 | 0 | 0 | 0 | 1 | 0 | 0 | 0 | 0 | 0 | 0 | 0 | 0 | 0
Kathu 100 MW Solar Thermal Park | Thermal Storage | Molten Salt Thermal Storage | Molten Salt Thermal Storage | Announced | 100000 | 4.5 | -27.7 | 23.05 | 0 | 0 | 0 | 0 | 0 | 0 | 0 | 1 | 0 | 0 | 0 | 0 | 0 | 0 | 0 | 0 | 1 | 0 | 0 | 1 | 0 | 0 | 0 | 0 | 0 | 0 | 0 | 0 | 0
University of the Nations (Kona, Hawaii) - EnSync Energy (formerly ZBB Energy) | Electro-chemical | Electro-chemical | Electro-chemical | Announced | 0 | 0 | 20 | -156 | 0 | 0 | 0 | 0 | 0 | 0 | 0 | 0 | 0 | 0 | 0 | 0 | 0 | 0 | 1 | 0 | 0 | 0 | 0 | 0 | 1 | 0 | 0 | 0 | 0 | 0 | 0 | 0 | 0
Livermore Valley Performing Arts Center 30 kW Imergy Flow Battery | Electro-chemical | Flow Battery | Vanadium Redox Flow Battery | Announced | 30 | 4 | 37.6802 | -121.79 | 0 | 0 | 0 | 0 | 1 | 0 | 0 | 0 | 0 | 0 | 0 | 0 | 0 | 0 | 0 | 0 | 0 | 0 | 0 | 0 | 1 | 0 | 0 | 0 | 0 | 0 | 0 | 0 | 1
Long Island Community Microgrid Project - 5 MW / 25 MWh | Electro-chemical | Electro-chemical | Electro-chemical | Announced | 5000 | 5 | 40.9634 | -72.18 | 0 | 0 | 0 | 0 | 0 | 0 | 0 | 0 | 0 | 0 | 0 | 1 | 1 | 0 | 1 | 0 | 0 | 0 | 0 | 0 | 1 | 1 | 0 | 0 | 0 | 0 | 0 | 0 | 0
Hybrid Compressed Air Energy Storage and Thermal Energy Storage - UCLA - Southern California Edison | Electro-mechanical | Compressed Air Energy Storage | Compressed Air Energy Storage | Announced | 0 | 0 | 34.0551 | -117.75 | 0 | 0 | 0 | 0 | 0 | 0 | 1 | 0 | 0 | 0 | 0 | 0 | 0 | 0 | 0 | 0 | 0 | 0 | 0 | 0 | 0 | 0 | 0 | 0 | 0 | 0 | 0 | 0 | 0
Marsabit, Kenya 500 kW Flywheel - ABB | Electro-mechanical | Flywheel | Flywheel | Operational | 500 | 0 | 2.3355 | 37.9943 | 0 | 0 | 0 | 0 | 0 | 0 | 1 | 0 | 0 | 0 | 0 | 0 | 0 | 0 | 1 | 1 | 0 | 0 | 1 | 0 | 0 | 0 | 0 | 0 | 0 | 0 | 0 | 0 | 0
Borkum Island - Smart Grid Project - Netfficient | Electro-chemical | Electro-chemical | Electro-chemical | Operational | 0 | 0 | 54 | 7 | 0 | 0 | 0 | 0 | 0 | 0 | 1 | 0 | 0 | 0 | 0 | 0 | 0 | 0 | 1 | 0 | 0 | 0 | 0 | 1 | 1 | 0 | 0 | 0 | 0 | 0 | 0 | 0 | 0
Inland Empire Utilities Agency (IEUA) - AMS | Electro-chemical | Electro-chemical | Lithium-ion Battery | Contracted | 4000 | 2 | 33.9659 | -117.67 | 0 | 0 | 0 | 0 | 1 | 1 | 1 | 0 | 0 | 0 | 0 | 0 | 0 | 0 | 0 | 0 | 1 | 0 | 1 | 1 | 0 | 0 | 0 | 0 | 0 | 0 | 0 | 0 | 0
100 kW / 480 kWh - Ergon Energy - RedFlow | Electro-chemical | Zinc Bromine Flow Battery | Zinc Bromine Flow Battery | Contracted | 100 | 4.8 | -20.9176 | 142.7 | 0 | 0 | 0 | 0 | 0 | 0 | 1 | 0 | 0 | 0 | 0 | 0 | 0 | 0 | 0 | 0 | 0 | 0 | 1 | 0 | 0 | 0 | 0 | 0 | 0 | 0 | 0 | 0 | 0
500 kW / 3 MWh - Liverpool Wind and Energy Storage Project | Electro-mechanical | Compressed Air Energy Storage | Electrical-mechanical | Announced/Never Built | 500 | 3 | 44.057 | -64.687 | 0 | 0 | 0 | 0 | 1 | 1 | 1 | 0 | 0 | 0 | 0 | 1 | 0 | 0 | 1 | 0 | 1 | 0 | 0 | 1 | 0 | 0 | 0 | 0 | 0 | 0 | 0 | 0 | 0
5 MW - WEB Aruba / Temporal Power (Phase 1) | Electro-mechanical | Flywheel | Flywheel | Announced | 5000 | 0 | 12.5092 | -70.0086 | 0 | 0 | 0 | 0 | 0 | 0 | 0 | 0 | 0 | 0 | 0 | 0 | 0 | 0 | 0 | 0 | 0 | 0 | 1 | 0 | 1 | 0 | 0 | 0 | 0 | 0 | 0 | 0 | 0
400 MW Gordon Butte Pumped Hydro | Pumped Hydro Storage | Closed-loop Pumped Hydro Storage | Closed-loop Pumped Hydro Storage | Contracted | 400000 | 0 | 46.4577 | -110.31 | 0 | 0 | 0 | 0 | 0 | 0 | 0 | 0 | 0 | 0 | 1 | 0 | 0 | 0 | 0 | 0 | 0 | 0 | 0 | 0 | 0 | 0 | 1 | 1 | 0 | 0 | 0 | 0 | 0
Red Hook (Brooklyn, NY) - NY Prize Microgrid | Electro-chemical | Electro-chemical | Electro-chemical | Announced | 10000 | 0 | 41 | -74 | 0 | 0 | 0 | 0 | 0 | 0 | 1 | 0 | 0 | 0 | 0 | 0 | 0 | 0 | 1 | 0 | 0 | 0 | 0 | 1 | 0 | 0 | 0 | 0 | 0 | 0 | 0 | 0 | 0
5 MW / 20 MWh - Ontario IESO - SunEdison / Imergy Flow Battery | Electro-chemical | Vanadium Redox Flow Battery | Vanadium Redox Flow Battery | Contracted | 5000 | 4 | 51.2538 | -85.32 | 0 | 0 | 0 | 0 | 0 | 0 | 0 | 0 | 0 | 0 | 1 | 0 | 0 | 0 | 0 | 0 | 0 | 0 | 1 | 0 | 0 | 0 | 0 | 0 | 0 | 0 | 0 | 0 | 0
Las Positas College EPIC Microgrid - Imergy / GELI | Electro-chemical | Vanadium Redox Flow Battery | Vanadium Redox Flow Battery | Announced | 250 | 4 | 37.7109 | -121.8 | 0 | 0 | 0 | 0 | 1 | 1 | 1 | 0 | 0 | 0 | 0 | 0 | 0 | 0 | 1 | 0 | 1 | 0 | 0 | 0 | 1 | 0 | 0 | 0 | 0 | 0 | 0 | 0 | 0
Yeongheung Wind-Farm Energy Storage System | Electro-chemical | Lithium-ion Battery | Lithium-ion Battery | Operational | 4000 | 4 | 37.2491 | 126.46 | 0 | 0 | 0 | 0 | 0 | 0 | 0 | 0 | 0 | 0 | 0 | 0 | 0 | 0 | 0 | 0 | 1 | 0 | 1 | 1 | 0 | 0 | 0 | 0 | 0 | 0 | 0 | 0 | 0
Crimson Energy Storage - 450 MW | Lithium Ion Battery | Lithium-ion Battery | Lithium-ion Battery | Announced | 450000 | 0 | 34.9664 | -115.8058 | 0 | 0 | 0 | 0 | 0 | 0 | 0 | 0 | 0 | 0 | 0 | 1 | 1 | 0 | 0 | 0 | 0 | 0 | 0 | 1 | 1 | 0 | 0 | 0 | 0 | 0 | 0 | 0 | 0
Daimler AG 15 MWh | Electro-chemical | Lithium-ion Battery | Lithium-ion Battery | Under Construction | 15000 | 1 | 52.4089 | 9.67 | 0 | 0 | 0 | 0 | 0 | 0 | 0 | 0 | 0 | 0 | 1 | 0 | 0 | 0 | 0 | 0 | 0 | 0 | 0 | 0 | 0 | 0 | 0 | 0 | 0 | 0 | 0 | 0 | 0
Grossmont Union High School District | Electro-chemical | Electro-chemical | Lithium-ion Battery | Announced | 1850 | 4 | 32.7784 | -116.99 | 0 | 0 | 0 | 0 | 1 | 0 | 0 | 0 | 0 | 0 | 0 | 0 | 0 | 0 | 0 | 0 | 0 | 0 | 0 | 0 | 0 | 0 | 0 | 0 | 0 | 0 | 0 | 0 | 0
Comed-Bronzeville-Demo | Electro-chemical | Flow Battery | Zinc Iron Flow Battery | Announced | 1000 | 2 | 39.7817 | -89.65 | 0 | 0 | 0 | 0 | 0 | 0 | 0 | 0 | 0 | 0 | 0 | 0 | 0 | 0 | 1 | 0 | 0 | 0 | 0 | 0 | 0 | 0 | 0 | 0 | 0 | 0 | 0 | 0 | 0
Axion Power International-Sharon-12.5 MW | Electro-chemical | Lead-acid Battery | Lead Carbon Battery | Announced | 12500 | 1 | 41.2331 | -80.49 | 0 | 0 | 0 | 0 | 0 | 0 | 0 | 0 | 0 | 0 | 1 | 0 | 0 | 0 | 0 | 0 | 0 | 0 | 0 | 0 | 0 | 0 | 0 | 0 | 0 | 0 | 0 | 0 | 0
Multinational Telecommunications company- Imergy | Electro-chemical | Flow Battery | Vanadium Redox Flow Battery | Announced | 625 | 4 | -26.2041 | 28.05 | 0 | 0 | 0 | 0 | 1 | 0 | 0 | 0 | 0 | 0 | 0 | 0 | 0 | 0 | 0 | 0 | 0 | 0 | 0 | 0 | 0 | 0 | 0 | 0 | 0 | 0 | 0 | 0 | 0
Marengo Project | Electro-chemical | Lithium-ion Battery | Lithium-ion Battery | Under Construction | 20000 | 0.25 | 42.2486 | -88.61 | 0 | 0 | 0 | 0 | 0 | 0 | 0 | 0 | 0 | 0 | 1 | 0 | 0 | 0 | 0 | 0 | 0 | 0 | 0 | 0 | 0 | 0 | 0 | 0 | 0 | 0 | 0 | 0 | 0
Nextera Wyman | Electro-chemical | Electro-chemical | Electro-chemical | Announced | 16200 | 0.5 | 43.8006 | -70.19 | 0 | 0 | 0 | 0 | 0 | 0 | 0 | 0 | 0 | 0 | 1 | 0 | 0 | 0 | 0 | 0 | 0 | 0 | 0 | 0 | 0 | 0 | 0 | 0 | 0 | 0 | 0 | 0 | 0
Madagascar Renewable Mini-Grids - Fluidic Energy | Electro-chemical | Zinc Air Battery | Zinc Air Battery | Announced | 938 | 48 | -18.8792 | 47.51 | 0 | 0 | 0 | 0 | 0 | 1 | 0 | 0 | 0 | 0 | 0 | 0 | 0 | 0 | 1 | 0 | 0 | 0 | 0 | 0 | 0 | 0 | 0 | 0 | 0 | 0 | 0 | 0 | 0
AGL 5MW/7MWh &quot;Virtual Power Plant&quot;-Australia | Electro-chemical | Lithium-ion Battery | Lithium-ion Battery | Announced | 5000 | 1.4 | -25.2744 | 133.78 | 0 | 0 | 0 | 0 | 0 | 1 | 0 | 0 | 0 | 0 | 0 | 0 | 0 | 0 | 0 | 0 | 0 | 0 | 0 | 0 | 0 | 0 | 0 | 0 | 0 | 0 | 0 | 0 | 0
NYSERDA-EOS Microgrid | Electro-chemical | Metal Air Battery | Zinc Air Battery | Announced | 250 | 4.3 | 41.5965 | -73.91 | 0 | 0 | 0 | 0 | 0 | 0 | 0 | 0 | 0 | 0 | 0 | 0 | 0 | 0 | 1 | 0 | 0 | 0 | 0 | 0 | 0 | 0 | 0 | 0 | 0 | 0 | 0 | 0 | 0
L&amp;T/eCamion-Anna University | Electro-chemical | Lithium-ion Battery | Lithium-ion Battery | Announced | 125 | 2 | 13.0827 | 80.27 | 0 | 0 | 0 | 0 | 0 | 0 | 0 | 0 | 0 | 0 | 0 | 0 | 0 | 0 | 0 | 0 | 0 | 0 | 1 | 0 | 0 | 0 | 0 | 0 | 0 | 0 | 0 | 0 | 0
Non-Gong Substation ESS - 36 MW ESS - KEPCO / Kokam | Electro-chemical | Lithium Nickel Manganese Cobalt Battery | Lithium Nickel Manganese Cobalt Battery | Contracted | 36000 | 0.37 | 0 | 0 | 0 | 0 | 0 | 0 | 0 | 0 | 0 | 0 | 0 | 0 | 1 | 0 | 0 | 0 | 0 | 0 | 0 | 0 | 0 | 0 | 0 | 0 | 0 | 0 | 0 | 0 | 0 | 0 | 0
Newtown Housing | Electro-chemical | Lithium-ion Battery | Lithium Nickel Manganese Cobalt Battery | Operational | 30 | 2 | -34 | 151 | 0 | 0 | 0 | 0 | 0 | 1 | 0 | 0 | 0 | 0 | 0 | 0 | 0 | 0 | 0 | 0 | 0 | 0 | 0 | 0 | 0 | 0 | 0 | 0 | 0 | 0 | 0 | 0 | 0
Queens College-CUNY PV System | Electro-chemical | Lithium-ion Battery | Lithium-ion Battery | Announced | 60 | 4 | 40.7128 | -74.01 | 0 | 0 | 0 | 0 | 0 | 1 | 0 | 0 | 0 | 0 | 0 | 0 | 0 | 0 | 0 | 0 | 0 | 0 | 0 | 0 | 1 | 0 | 0 | 0 | 0 | 0 | 0 | 0 | 0
Milton-IESO | Electro-chemical | Flow Battery | Vanadium Redox Flow Battery | Contracted | 2000 | 4 | 43.5246 | -79.91 | 0 | 0 | 0 | 0 | 1 | 0 | 0 | 0 | 0 | 0 | 0 | 0 | 0 | 0 | 0 | 0 | 0 | 0 | 0 | 0 | 0 | 0 | 0 | 0 | 0 | 0 | 0 | 0 | 0
Drakes Landing-Solar Thermal Heating | Thermal Storage | Thermal Storage | Thermal Storage | Operational | 1500 | 4 | 50.7255 | -113.97 | 0 | 0 | 0 | 0 | 0 | 0 | 1 | 0 | 0 | 0 | 0 | 0 | 0 | 0 | 0 | 0 | 0 | 0 | 0 | 0 | 0 | 0 | 0 | 0 | 0 | 0 | 0 | 0 | 0
Schneider Electric-Boston One | Electro-chemical | Lithium-ion Battery | Lithium-ion Battery | Announced | 400 | 2.5 | 42.6583 | -71.14 | 0 | 0 | 0 | 0 | 0 | 0 | 1 | 0 | 0 | 0 | 0 | 0 | 0 | 0 | 1 | 0 | 0 | 0 | 0 | 0 | 1 | 0 | 0 | 0 | 0 | 0 | 0 | 0 | 0
Campbell Industrial Park 8kW / 32kWh Flywheel ESS - Amber Kinetics &amp; Hawaiian Electric Company | Electro-mechanical | Flywheel | Flywheel | Operational | 8 | 4 | 21.4389 | -158.0001 | 0 | 0 | 0 | 0 | 0 | 0 | 0 | 0 | 0 | 0 | 1 | 0 | 0 | 0 | 0 | 0 | 0 | 0 | 1 | 1 | 0 | 0 | 0 | 0 | 0 | 0 | 0 | 0 | 1
ElectricitÃ© de France (EDF) Paris Concept Grid Flywheel ESS | Electro-mechanical | Flywheel | Flywheel | Operational | 0 | 0 | 48.3604 | 2.8269 | 0 | 0 | 0 | 0 | 0 | 0 | 0 | 0 | 0 | 0 | 0 | 0 | 0 | 0 | 1 | 0 | 0 | 0 | 0 | 0 | 0 | 0 | 0 | 0 | 0 | 0 | 0 | 0 | 0
Chugach Electric Association Microgrid Hybrid Storage - 2MW | Electro-mechanical | Flywheel | Flywheel | Announced | 2000 | 0.25 | 61.2181 | -149.9003 | 0 | 0 | 0 | 0 | 0 | 0 | 0 | 0 | 0 | 0 | 0 | 0 | 0 | 0 | 1 | 0 | 0 | 0 | 0 | 0 | 0 | 0 | 0 | 0 | 0 | 0 | 0 | 0 | 0
Monash University RedT 300kW / 1MWh Hybrid System | Electro-chemical | Vanadium Redox Flow Battery | Vanadium Redox Flow Battery | Announced | 300 | 3.33 | -37.9154 | 145.13 | 0 | 0 | 0 | 0 | 0 | 0 | 0 | 0 | 0 | 0 | 0 | 0 | 0 | 0 | 1 | 0 | 0 | 0 | 1 | 0 | 0 | 0 | 0 | 0 | 0 | 0 | 0 | 0 | 0
Jiangsu Jintan National AA-CAES Demonstration Project - 60 MW | Electro-mechanical | Compressed Air Energy Storage | Compressed Air Energy Storage | Under Construction | 60000 | 5 | 31.7232 | 119.5979 | 0 | 0 | 0 | 0 | 0 | 0 | 0 | 0 | 0 | 0 | 0 | 0 | 0 | 1 | 0 | 0 | 0 | 1 | 0 | 1 | 0 | 0 | 0 | 0 | 0 | 0 | 0 | 0 | 0
Ireland/United Kingdom Hybrid Flywheel Battery - Schwungrad Energie Limited | Electro-mechanical | Flywheel | Flywheel | Announced | 1000 | 0.2 | 52.585 | -2.0576 | 0 | 0 | 0 | 0 | 0 | 0 | 0 | 0 | 0 | 0 | 1 | 0 | 0 | 0 | 0 | 0 | 0 | 0 | 0 | 0 | 0 | 0 | 0 | 0 | 0 | 0 | 0 | 0 | 0
VRB High Performance Vanadium Redox Flow | Electro-chemical | Flow Battery | Flow Battery | Under Construction | 200 | 4.4 | 50.3837 | 7.6 | 1 | 0 | 1 | 0 | 0 | 0 | 1 | 0 | 1 | 1 | 1 | 0 | 0 | 0 | 1 | 0 | 0 | 1 | 0 | 1 | 0 | 0 | 0 | 0 | 0 | 0 | 0 | 0 | 0
Nauly Community Solar + Storage | Electro-chemical | Electro-chemical | Lithium-ion Battery | Operational | 2000 | 0.5 | -13.7128 | 130.69 | 0 | 0 | 0 | 0 | 0 | 0 | 1 | 1 | 0 | 0 | 0 | 0 | 0 | 0 | 1 | 1 | 1 | 0 | 0 | 1 | 0 | 0 | 0 | 0 | 0 | 0 | 0 | 0 | 0
Vistra Moss Landing Energy Storage - 300 MW | Lithium Ion Battery | Lithium-ion Battery | Lithium-ion Battery | Announced | 300000 | 0 | 36.8295 | -121.7791 | 0 | 0 | 0 | 0 | 0 | 0 | 0 | 0 | 0 | 0 | 0 | 1 | 1 | 0 | 0 | 1 | 0 | 0 | 0 | 0 | 1 | 0 | 1 | 1 | 0 | 0 | 0 | 0 | 0
Razzler PV-Plus-Batteries For Energy Storage -12mW | Electro-mechanical | Lithium Nickel Manganese Cobalt Battery | Lithium Nickel Manganese Cobalt Battery | Announced | 5000 | 2.4 | 36.4412 | 126.796 | 0 | 0 | 0 | 0 | 0 | 0 | 0 | 0 | 0 | 0 | 1 | 0 | 0 | 0 | 0 | 0 | 0 | 0 | 0 | 1 | 0 | 0 | 0 | 0 | 0 | 0 | 0 | 0 | 0
Kokam Lithium-Nickel-Manganese-Cobalt Oxide - 28mW | Electro-mechanical | Lithium Nickel Manganese Cobalt Battery | Lithium Nickel Manganese Cobalt Battery | Announced | 8000 | 3.5 | 36.4412 | 126.796 | 0 | 0 | 0 | 0 | 0 | 0 | 0 | 0 | 0 | 0 | 1 | 0 | 0 | 0 | 0 | 0 | 0 | 0 | 0 | 1 | 0 | 0 | 0 | 0 | 0 | 0 | 0 | 0 | 0
Mt. San Antonio College Fully Buried Chilled Water TES Tank | Thermal Storage | Chilled Water Thermal Storage | Chilled Water Thermal Storage | Operational | 0 | 0 | 34.0452 | -117.85 | 0 | 0 | 0 | 0 | 0 | 0 | 1 | 0 | 0 | 0 | 0 | 0 | 0 | 0 | 0 | 0 | 0 | 0 | 0 | 0 | 0 | 0 | 0 | 0 | 0 | 0 | 0 | 0 | 0
Northeast Lakeview College TES Tank | Thermal Storage | Chilled Water Thermal Storage | Chilled Water Thermal Storage | Operational | 0 | 0 | 29.5458 | -98.32 | 0 | 0 | 0 | 0 | 0 | 0 | 1 | 0 | 0 | 0 | 0 | 0 | 0 | 0 | 0 | 0 | 0 | 0 | 0 | 0 | 0 | 0 | 0 | 0 | 0 | 0 | 0 | 0 | 0
Arrow Canyon Solar Project - 200 Megawatt Solar Photovoltaic Project | Lithium Ion Battery | Lithium-ion Battery | Lithium-ion Battery | Announced | 200 | 5 | 36.1692 | -115.1406 | 0 | 0 | 0 | 0 | 0 | 1 | 0 | 0 | 0 | 0 | 0 | 0 | 0 | 0 | 1 | 1 | 0 | 0 | 0 | 1 | 0 | 0 | 0 | 0 | 0 | 0 | 0 | 0 | 0
Southern Bighorn Solar &amp; Storage Center - 300 Megawatt Solar Array | Lithium Ion Battery | Lithium-ion Battery | Lithium-ion Battery | Announced | 300 | 4 | 36.1692 | -115.1406 | 0 | 0 | 0 | 0 | 0 | 1 | 0 | 0 | 0 | 0 | 0 | 0 | 0 | 0 | 1 | 1 | 0 | 0 | 0 | 1 | 0 | 0 | 0 | 0 | 0 | 0 | 0 | 0 | 0
Gemini Solar + Battery Storage Project - 690 Megawatt Solar Photovoltaic Array | Lithium Ion Battery | Lithium-ion Battery | Lithium-ion Battery | Announced | 690 | 0 | 0 | 0 | 0 | 0 | 0 | 0 | 0 | 1 | 0 | 0 | 0 | 0 | 0 | 0 | 0 | 0 | 1 | 1 | 0 | 0 | 0 | 1 | 0 | 0 | 0 | 0 | 0 | 0 | 0 | 0 | 0
TICC 500 kW - An Hui, China | Electro-mechanical | Compressed Air Energy Storage | Compressed Air Energy Storage | Operational | 500 | 1 | 31.3529 | 118.4329 | 0 | 0 | 0 | 0 | 0 | 0 | 0 | 0 | 0 | 0 | 0 | 0 | 0 | 1 | 0 | 0 | 0 | 0 | 0 | 1 | 0 | 0 | 0 | 0 | 0 | 0 | 0 | 0 | 0
EasyStreet Data Center VYCON Flywheels - 800kW | Electro-mechanical | Flywheel | Flywheel | Operational | 800 | 0 | 45.4871 | -122.8037 | 0 | 0 | 0 | 0 | 0 | 1 | 0 | 0 | 0 | 1 | 0 | 0 | 0 | 0 | 0 | 0 | 0 | 0 | 0 | 0 | 1 | 0 | 0 | 0 | 0 | 0 | 0 | 0 | 0
Bardzour Solar Farm and Storage Project | Electro-chemical | Lithium-ion Battery | Lithium-ion Battery | Contracted | 4500 | 2 | -20.9493 | 55.31 | 0 | 0 | 0 | 0 | 0 | 0 | 0 | 0 | 0 | 0 | 0 | 0 | 0 | 0 | 0 | 0 | 0 | 0 | 1 | 1 | 0 | 0 | 0 | 0 | 0 | 0 | 0 | 0 | 0
Pre-Commercial Liquid Air Energy Storage Technology Demonstrator - Highview Power Storage | Liquid Air Energy Storage | Liquid Air Energy Storage | Liquid Air Energy Storage | Under Construction | 5000 | 3 | 53.5843 | -2.26 | 0 | 0 | 0 | 0 | 0 | 0 | 0 | 0 | 1 | 0 | 1 | 0 | 0 | 0 | 0 | 0 | 0 | 0 | 0 | 0 | 0 | 0 | 1 | 1 | 0 | 0 | 0 | 0 | 1
Ausgrid SGSC - ZEN 60kW BESS | Electro-chemical | Lithium-ion Battery | Lithium-ion Battery | Operational | 60 | 2 | -34 | 0 | 0 | 0 | 1 | 0 | 0 | 0 | 1 | 0 | 0 | 0 | 0 | 0 | 0 | 0 | 0 | 0 | 0 | 0 | 1 | 1 | 0 | 0 | 0 | 0 | 0 | 0 | 0 | 0 | 0
Amamioshima Island Toshiba Li-Ion | Electro-chemical | Lithium-ion Battery | Lithium Ion Titanate Battery | De-Commissioned | 2000 | 0.38 | 28.4512 | 129.6 | 0 | 0 | 0 | 0 | 0 | 0 | 0 | 0 | 0 | 0 | 1 | 0 | 0 | 0 | 0 | 0 | 0 | 0 | 1 | 0 | 0 | 0 | 0 | 0 | 0 | 0 | 0 | 0 | 0
Tanegashima Island Toshiba Li-Ion | Electro-chemical | Lithium-ion Battery | Lithium Ion Titanate Battery | De-Commissioned | 3000 | 0.38 | 30.5328 | 130.96 | 0 | 0 | 0 | 0 | 0 | 0 | 0 | 0 | 0 | 0 | 1 | 0 | 0 | 0 | 0 | 0 | 0 | 0 | 1 | 0 | 0 | 0 | 0 | 0 | 0 | 0 | 0 | 0 | 0
Afourer Pumped Storage Scheme | Pumped Hydro Storage | Open-loop Pumped Hydro Storage | Open-loop Pumped Hydro Storage | Operational | 465000 | 0 | 32.2081 | -6.54 | 0 | 0 | 0 | 0 | 0 | 0 | 1 | 1 | 0 | 0 | 0 | 0 | 0 | 0 | 0 | 0 | 0 | 0 | 0 | 0 | 0 | 0 | 0 | 0 | 0 | 0 | 0 | 0 | 0
Environment Earth Conscious Station of East Japan Railway Company | Electro-chemical | Lithium-ion Battery | Lithium-ion Battery | Operational | 80 | 3 | 39 | 141 | 0 | 0 | 0 | 0 | 0 | 0 | 0 | 0 | 0 | 0 | 0 | 0 | 0 | 0 | 0 | 0 | 1 | 0 | 1 | 0 | 0 | 0 | 0 | 0 | 0 | 0 | 0 | 0 | 0
Ova Spin Pumped Hydro Storage Power Station | Pumped Hydro Storage | Open-loop Pumped Hydro Storage | Open-loop Pumped Hydro Storage | Operational | 47000 | 0 | 46.7005 | 10.09 | 0 | 0 | 0 | 0 | 0 | 0 | 1 | 1 | 0 | 0 | 0 | 0 | 0 | 0 | 0 | 0 | 0 | 0 | 0 | 0 | 0 | 0 | 0 | 0 | 0 | 0 | 0 | 0 | 0
Ferrera Pumped Hydro Storage Power Plant | Pumped Hydro Storage | Open-loop Pumped Hydro Storage | Open-loop Pumped Hydro Storage | Operational | 185000 | 0 | 46.5302 | 9.45 | 0 | 0 | 0 | 0 | 0 | 0 | 1 | 1 | 0 | 0 | 0 | 0 | 0 | 0 | 0 | 0 | 0 | 0 | 0 | 0 | 0 | 0 | 0 | 0 | 0 | 0 | 0 | 0 | 0
Tierfehd (Nestil) Pumped Hydro Storage | Pumped Hydro Storage | Open-loop Pumped Hydro Storage | Open-loop Pumped Hydro Storage | Operational | 141000 | 0 | 46.8785 | 8.98 | 0 | 0 | 0 | 0 | 0 | 0 | 1 | 1 | 0 | 0 | 0 | 0 | 0 | 0 | 0 | 0 | 0 | 0 | 0 | 0 | 0 | 0 | 0 | 0 | 0 | 0 | 0 | 0 | 0
Robiei Pumped Hydro Storage Power Station | Pumped Hydro Storage | Open-loop Pumped Hydro Storage | Open-loop Pumped Hydro Storage | Operational | 160000 | 0 | 46.3368 | 8.61 | 0 | 0 | 0 | 0 | 0 | 0 | 1 | 1 | 0 | 0 | 0 | 0 | 0 | 0 | 0 | 0 | 0 | 0 | 0 | 0 | 0 | 0 | 0 | 0 | 0 | 0 | 0 | 0 | 0
Lago Bianco Pumped Hydro Storage Power Station | Pumped Hydro Storage | Open-loop Pumped Hydro Storage | Open-loop Pumped Hydro Storage | Operational | 1000000 | 0 | 46.3265 | 10.06 | 0 | 0 | 0 | 0 | 0 | 0 | 1 | 1 | 0 | 0 | 0 | 0 | 0 | 0 | 0 | 0 | 0 | 0 | 0 | 0 | 0 | 0 | 0 | 0 | 0 | 0 | 0 | 0 | 0
Giheung Samsung SDI Energy Storage Project | Electro-chemical | Lithium-ion Battery | Lithium-ion Battery | Operational | 1000 | 1 | 37.2374 | 127.11 | 0 | 0 | 0 | 0 | 1 | 0 | 1 | 0 | 0 | 0 | 0 | 0 | 0 | 0 | 0 | 0 | 0 | 0 | 0 | 0 | 0 | 0 | 0 | 0 | 0 | 0 | 0 | 0 | 0
Eldorado Pumped Storage | Pumped Hydro Storage | Closed-loop Pumped Hydro Storage | Closed-loop Pumped Hydro Storage | Announced | 1000000 | 10.33 | 36.0796 | -115.09 | 0 | 0 | 0 | 0 | 0 | 0 | 0 | 1 | 1 | 1 | 1 | 0 | 0 | 0 | 0 | 0 | 0 | 0 | 1 | 0 | 0 | 0 | 0 | 0 | 0 | 0 | 0 | 0 | 0
Imergy Trojane Project | Electro-chemical | Flow Battery | Vanadium Redox Flow Battery | Announced | 10 | 4.5 | 46 | 15 | 0 | 0 | 0 | 0 | 0 | 0 | 0 | 0 | 0 | 0 | 0 | 0 | 0 | 0 | 0 | 0 | 1 | 0 | 0 | 1 | 1 | 0 | 0 | 0 | 0 | 0 | 0 | 0 | 0
Veridian-Ontario-Microgrid | Electro-chemical | Lithium-ion Battery | Lithium-ion Battery | Announced | 10 | 1.5 | 46.5219 | -84.35 | 0 | 0 | 0 | 0 | 0 | 0 | 0 | 0 | 0 | 0 | 0 | 0 | 0 | 0 | 1 | 0 | 0 | 0 | 0 | 0 | 0 | 0 | 0 | 0 | 0 | 0 | 0 | 0 | 0
Mari&#039;s Gardens Aquion Energy | Electro-chemical | Sodium based Battery | Sodium-ion Battery | Operational | 10 | 2 | 21 | -158 | 0 | 0 | 0 | 0 | 1 | 0 | 0 | 0 | 0 | 0 | 0 | 0 | 0 | 0 | 0 | 0 | 1 | 0 | 0 | 0 | 0 | 0 | 0 | 0 | 0 | 0 | 0 | 0 | 0
Rwanda Tesvolt Off-Grid ESS | Electro-chemical | Electro-chemical | Lithium-ion Battery | Contracted | 2680 | 1 | -1.9403 | 29.87 | 0 | 0 | 0 | 0 | 0 | 0 | 1 | 0 | 0 | 0 | 0 | 0 | 0 | 0 | 1 | 0 | 1 | 0 | 0 | 1 | 1 | 0 | 0 | 0 | 0 | 0 | 0 | 0 | 0
Nidec ASI 6MW/6MWh- Hokkaido Island, Japan | Electro-chemical | Lithium-ion Battery | Lithium-ion Battery | Announced | 6000 | 1 | 43 | 143 | 0 | 0 | 0 | 0 | 0 | 0 | 0 | 0 | 0 | 0 | 0 | 0 | 0 | 0 | 0 | 0 | 1 | 0 | 0 | 0 | 0 | 0 | 0 | 0 | 0 | 0 | 0 | 0 | 0
Schwarzenbach Pumped Storage Power Plant | Pumped Hydro Storage | Open-loop Pumped Hydro Storage | Open-loop Pumped Hydro Storage | Operational | 44000 | 4.5 | 48.6559 | 8.33 | 0 | 0 | 0 | 0 | 0 | 0 | 1 | 1 | 0 | 0 | 0 | 0 | 0 | 0 | 0 | 0 | 0 | 0 | 0 | 0 | 0 | 0 | 0 | 0 | 0 | 0 | 0 | 0 | 0
Sorpesee Pumped Storage Power Plant | Pumped Hydro Storage | Open-loop Pumped Hydro Storage | Open-loop Pumped Hydro Storage | Operational | 7420 | 0 | 51.351 | 7.97 | 0 | 0 | 0 | 0 | 0 | 0 | 1 | 1 | 0 | 0 | 0 | 0 | 0 | 0 | 0 | 0 | 0 | 0 | 0 | 0 | 0 | 0 | 0 | 0 | 0 | 0 | 0 | 0 | 0
National Park Service Isle Royale | Electro-chemical | Lead-acid Battery | Lead-acid Battery | Operational | 100 | 2 | 47 | -89 | 0 | 0 | 0 | 0 | 0 | 0 | 0 | 0 | 0 | 0 | 0 | 0 | 0 | 0 | 1 | 1 | 0 | 0 | 0 | 0 | 0 | 0 | 0 | 0 | 0 | 0 | 0 | 0 | 0
36 kW Watanabe Floral Project | Electro-chemical | Lithium-ion Battery | Lithium-ion Battery | Operational | 36 | 2 | 21.3236 | -157.88 | 0 | 1 | 0 | 0 | 1 | 0 | 0 | 0 | 0 | 0 | 0 | 0 | 0 | 0 | 0 | 0 | 0 | 0 | 1 | 0 | 0 | 0 | 0 | 0 | 0 | 0 | 0 | 0 | 0
RedT-Germany-10KW | Electro-chemical | Flow Battery | Vanadium Redox Flow Battery | Announced | 10 | 4 | 51.1657 | 10.45 | 0 | 0 | 0 | 0 | 0 | 1 | 0 | 0 | 0 | 0 | 0 | 0 | 0 | 0 | 0 | 0 | 0 | 0 | 0 | 0 | 1 | 0 | 0 | 0 | 0 | 0 | 0 | 0 | 0
RedT-Southwest England | Electro-chemical | Flow Battery | Vanadium Redox Flow Battery | Announced | 40 | 4 | 55.3781 | -3.44 | 0 | 0 | 0 | 0 | 0 | 1 | 0 | 0 | 0 | 0 | 1 | 0 | 0 | 0 | 0 | 0 | 0 | 0 | 0 | 0 | 0 | 0 | 0 | 0 | 0 | 0 | 0 | 0 | 0
PV and EV Charging Systems at Sporting Venue | Electro-chemical | Flow Battery | Zinc Bromine Flow Battery | Operational | 25 | 2 | 33.4484 | -112.07 | 0 | 0 | 0 | 0 | 0 | 0 | 0 | 0 | 0 | 0 | 0 | 0 | 0 | 0 | 0 | 0 | 1 | 0 | 1 | 0 | 0 | 0 | 0 | 0 | 0 | 0 | 0 | 0 | 1
UCSD SGIP PV Projects | Electro-chemical | Lithium-ion Battery | Lithium-ion Battery | Announced | 730 | 0.5 | 32.8807 | -117.24 | 0 | 0 | 0 | 0 | 0 | 0 | 0 | 0 | 0 | 0 | 0 | 0 | 0 | 0 | 0 | 0 | 1 | 0 | 0 | 0 | 0 | 0 | 0 | 0 | 0 | 0 | 0 | 0 | 0
UCSD Sunverge 10 kW | Electro-chemical | Lithium-ion Battery | Lithium Polymer Battery | Operational | 10 | 1 | 32.8807 | -117.24 | 0 | 0 | 0 | 0 | 0 | 0 | 0 | 0 | 0 | 0 | 0 | 0 | 0 | 0 | 1 | 0 | 0 | 0 | 0 | 1 | 0 | 0 | 0 | 0 | 0 | 0 | 0 | 0 | 0
UCSD Thermal Storage Tank | Thermal Storage | Chilled Water Thermal Storage | Chilled Water Thermal Storage | Operational | 4000 | 4 | 32.8807 | -117.24 | 0 | 0 | 0 | 0 | 0 | 0 | 0 | 0 | 0 | 0 | 0 | 0 | 0 | 0 | 1 | 0 | 0 | 0 | 0 | 1 | 0 | 0 | 0 | 0 | 0 | 0 | 0 | 0 | 0
UCSD MCV 35 kW | Electro-chemical | Lithium-ion Battery | Lithium-ion Battery | Operational | 35 | 1 | 32.8807 | -117.24 | 0 | 0 | 0 | 0 | 0 | 0 | 0 | 0 | 0 | 0 | 0 | 0 | 0 | 0 | 0 | 0 | 0 | 0 | 0 | 1 | 0 | 0 | 0 | 0 | 0 | 0 | 0 | 0 | 0
Silver Creek Pumped Storage Project | Pumped Hydro Storage | Closed-loop Pumped Hydro Storage | Closed-loop Pumped Hydro Storage | Announced | 300000 | 8 | 40.7565 | -76.13 | 0 | 0 | 0 | 0 | 0 | 0 | 1 | 1 | 0 | 0 | 1 | 0 | 0 | 0 | 0 | 0 | 0 | 0 | 1 | 1 | 0 | 0 | 0 | 0 | 0 | 0 | 0 | 0 | 0
Con Edison Virtual Power Plant - SunPower / Sunverge | Electro-chemical | Electro-chemical | Lithium-ion Battery | Operational | 1800 | 2.22 | 40.6782 | -73.94 | 0 | 0 | 0 | 0 | 0 | 0 | 1 | 0 | 0 | 0 | 0 | 0 | 0 | 0 | 1 | 0 | 1 | 0 | 1 | 1 | 1 | 0 | 0 | 0 | 0 | 0 | 0 | 0 | 0
Kaimuki Middle School Microgrid Project | Electro-chemical | Electro-chemical | Electro-chemical | Operational | 2800 | 0 | 21.2692 | -157.8 | 0 | 0 | 0 | 0 | 0 | 0 | 0 | 0 | 0 | 0 | 0 | 0 | 0 | 0 | 1 | 0 | 0 | 0 | 0 | 0 | 0 | 0 | 0 | 0 | 0 | 0 | 0 | 0 | 0
VISA (Data Processing Center) | Electro-chemical | Flow Battery | Zinc Bromine Flow Battery | Operational | 25 | 2 | 39 | -77 | 0 | 0 | 0 | 0 | 0 | 0 | 0 | 0 | 0 | 0 | 0 | 0 | 0 | 0 | 0 | 1 | 0 | 0 | 0 | 0 | 0 | 0 | 0 | 0 | 0 | 0 | 0 | 0 | 0
Tetiaroa Brando Resort | Electro-chemical | Flow Battery | Zinc Bromine Flow Battery | Operational | 1000 | 2 | -16.9917 | -149.58 | 0 | 0 | 0 | 0 | 0 | 0 | 0 | 0 | 0 | 0 | 0 | 0 | 0 | 0 | 0 | 1 | 0 | 0 | 1 | 0 | 0 | 0 | 0 | 0 | 0 | 0 | 0 | 0 | 0
BPC Energy | Electro-chemical | Flow Battery | Zinc Bromine Flow Battery | Operational | 25 | 2 | 56 | 38 | 0 | 0 | 0 | 0 | 0 | 0 | 0 | 0 | 0 | 0 | 0 | 0 | 0 | 0 | 0 | 1 | 0 | 0 | 0 | 0 | 0 | 0 | 0 | 0 | 0 | 0 | 0 | 0 | 1
GRID4EU Demo 4: Enel RCube | Electro-chemical | Lithium-ion Battery | Lithium-ion Battery | Operational | 1000 | 1 | 44.1396 | 12.25 | 0 | 0 | 0 | 0 | 0 | 0 | 0 | 0 | 0 | 0 | 0 | 0 | 0 | 0 | 0 | 0 | 0 | 0 | 1 | 0 | 0 | 0 | 0 | 0 | 0 | 0 | 0 | 0 | 1
8 MWh Con Edison &amp; GE - Central Valley, CA | Electro-chemical | Lithium-ion Battery | Lithium-ion Battery | Contracted | 2000 | 4 | 41 | -122 | 0 | 0 | 0 | 0 | 0 | 0 | 0 | 0 | 0 | 0 | 0 | 0 | 0 | 0 | 0 | 0 | 0 | 0 | 0 | 1 | 0 | 0 | 0 | 0 | 0 | 0 | 0 | 0 | 0
GE and Con Edison 8 MWh | Electro-chemical | Lithium-ion Battery | Lithium-ion Battery | Contracted | 2000 | 4 | 40.6804 | -122.37 | 0 | 0 | 0 | 0 | 0 | 0 | 0 | 0 | 0 | 1 | 0 | 0 | 0 | 0 | 0 | 0 | 0 | 0 | 0 | 1 | 0 | 0 | 0 | 0 | 0 | 0 | 0 | 0 | 0
Anaheim Public Utility- Ice Energy | Thermal Storage | Ice Thermal Storage | Ice Thermal Storage | Operational | 200 | 4.75 | 34 | 0 | 0 | 0 | 0 | 0 | 0 | 0 | 1 | 0 | 0 | 0 | 0 | 0 | 0 | 0 | 0 | 0 | 0 | 0 | 0 | 0 | 0 | 0 | 0 | 0 | 0 | 0 | 0 | 0 | 0
TransGrid City of Sydney&#039;s Alexandra Canal Works Depot | Electro-chemical | Electro-chemical | Lithium-ion Battery | Announced | 250 | 2 | -33.9017 | 151.2 | 0 | 1 | 0 | 0 | 0 | 0 | 0 | 0 | 0 | 0 | 0 | 0 | 0 | 0 | 0 | 0 | 0 | 0 | 0 | 0 | 0 | 0 | 0 | 0 | 0 | 0 | 0 | 0 | 0
Underwriters Laboratories - Calmac | Thermal Storage | Ice Thermal Storage | Ice Thermal Storage | Operational | 1250 | 14 | 42.1456 | -87.85 | 0 | 0 | 0 | 0 | 1 | 0 | 1 | 0 | 0 | 0 | 0 | 0 | 0 | 0 | 0 | 0 | 0 | 0 | 0 | 0 | 0 | 0 | 0 | 0 | 0 | 0 | 0 | 0 | 0
EPRI / SunEdison Net-Zero Home Pilot | Electro-chemical | Lithium-ion Battery | Lithium-ion Battery | Contracted | 0 | 0 | 34.06 | -117.44 | 0 | 0 | 0 | 0 | 0 | 1 | 0 | 0 | 0 | 0 | 0 | 0 | 1 | 0 | 1 | 0 | 0 | 0 | 0 | 1 | 0 | 0 | 0 | 0 | 0 | 0 | 0 | 0 | 0
KVK Energy Solar Project | Thermal Storage | Molten Salt Thermal Storage | Molten Salt Thermal Storage | Announced/Never Built | 100000 | 4 | 27.369 | 71.75 | 0 | 0 | 0 | 0 | 0 | 0 | 0 | 0 | 0 | 0 | 0 | 0 | 0 | 0 | 0 | 0 | 0 | 0 | 1 | 1 | 0 | 0 | 0 | 0 | 0 | 0 | 0 | 0 | 0
Gujarat Solar One | Thermal Storage | Molten Salt Thermal Storage | Molten Salt Thermal Storage | Announced/Never Built | 25000 | 9 | 23.7337 | 69.86 | 0 | 0 | 0 | 0 | 0 | 0 | 0 | 0 | 0 | 0 | 0 | 0 | 0 | 0 | 0 | 0 | 0 | 0 | 1 | 1 | 0 | 0 | 0 | 0 | 0 | 0 | 0 | 0 | 0
Indonesia 500 Island Project - Fluidic Energy | Electro-chemical | Metal Air Battery | Zinc Air Battery | Announced | 4400 | 48 | -6.2088 | 106.85 | 0 | 0 | 0 | 0 | 0 | 0 | 1 | 0 | 0 | 0 | 0 | 0 | 0 | 0 | 1 | 0 | 1 | 0 | 1 | 1 | 0 | 0 | 0 | 0 | 0 | 0 | 0 | 0 | 0
Quick Charging EV&#039;s Powered by the Sun (Hoogblokland A27) | Electro-chemical | Lithium-ion Battery | Lithium Iron Phosphate Battery | Operational | 50 | 2 | 52 | 0 | 0 | 0 | 1 | 0 | 0 | 0 | 0 | 1 | 0 | 0 | 0 | 0 | 0 | 0 | 0 | 1 | 0 | 0 | 0 | 0 | 0 | 0 | 0 | 0 | 0 | 0 | 0 | 0 | 0
Quick Charging EV&#039;s Powered by the Sun (Leiden A4) | Electro-chemical | Lithium-ion Battery | Lithium Iron Phosphate Battery | Operational | 50 | 2 | 52 | 0 | 0 | 0 | 1 | 0 | 0 | 0 | 0 | 1 | 0 | 0 | 0 | 0 | 0 | 0 | 0 | 1 | 0 | 0 | 0 | 0 | 0 | 0 | 0 | 0 | 0 | 0 | 0 | 0 | 0
Quick Charging EV&#039;s Powered by the Sun (Afsluitdijk A7) | Electro-chemical | Lithium-ion Battery | Lithium Iron Phosphate Battery | Operational | 50 | 2 | 52 | 0 | 0 | 0 | 1 | 0 | 0 | 0 | 0 | 1 | 0 | 0 | 0 | 0 | 0 | 0 | 0 | 1 | 0 | 0 | 0 | 0 | 0 | 0 | 0 | 0 | 0 | 0 | 0 | 0 | 0
Quick Charging EV&#039;s Powered by the Sun (Ketelbrug A6) | Electro-chemical | Lithium-ion Battery | Lithium Iron Phosphate Battery | Operational | 50 | 2 | 53 | 0 | 0 | 0 | 1 | 0 | 0 | 0 | 0 | 1 | 0 | 0 | 0 | 0 | 0 | 0 | 0 | 1 | 0 | 0 | 0 | 0 | 0 | 0 | 0 | 0 | 0 | 0 | 0 | 0 | 0
Quick Charging EV&#039;s Powered by the Sun (Amstelveel A9) | Electro-chemical | Lithium-ion Battery | Lithium Iron Phosphate Battery | Operational | 50 | 2 | 52 | 0 | 0 | 0 | 1 | 0 | 0 | 0 | 0 | 1 | 0 | 0 | 0 | 0 | 0 | 0 | 0 | 1 | 0 | 0 | 0 | 0 | 0 | 0 | 0 | 0 | 0 | 0 | 0 | 0 | 0
Quick Charging EV&#039;s Powered by the Sun (Bodegraven A12) | Electro-chemical | Lithium-ion Battery | Lithium Iron Phosphate Battery | Operational | 50 | 2 | 52 | 0 | 0 | 0 | 1 | 0 | 0 | 0 | 0 | 1 | 0 | 0 | 0 | 0 | 0 | 0 | 0 | 1 | 0 | 0 | 0 | 0 | 0 | 0 | 0 | 0 | 0 | 0 | 0 | 0 | 0
Endesa: CRAVE | Electro-chemical | Lithium-ion Battery | Lithium-ion Battery | Operational | 47 | 1 | 41.6841 | -0.88 | 0 | 0 | 0 | 0 | 0 | 0 | 1 | 0 | 0 | 1 | 0 | 0 | 0 | 1 | 0 | 0 | 0 | 0 | 0 | 0 | 0 | 0 | 0 | 0 | 0 | 0 | 0 | 0 | 0
IREC B2G | Electro-chemical | Lithium-ion Battery | Lithium-ion Battery | Operational | 23 | 1 | 41 | 0 | 0 | 0 | 0 | 0 | 0 | 0 | 1 | 0 | 0 | 1 | 0 | 0 | 0 | 1 | 0 | 0 | 0 | 0 | 0 | 0 | 0 | 0 | 0 | 0 | 0 | 0 | 0 | 0 | 0
Quick Charging EV&#039;s Powered by the Sun (Woerden A12) | Electro-chemical | Lithium-ion Battery | Lithium Iron Phosphate Battery | Operational | 50 | 2 | 52 | 0 | 0 | 0 | 1 | 0 | 0 | 0 | 0 | 1 | 0 | 0 | 0 | 0 | 0 | 0 | 0 | 1 | 0 | 0 | 0 | 0 | 0 | 0 | 0 | 0 | 0 | 0 | 0 | 0 | 0
Quick Charging EV&#039;s Powered by the Sun (Bunnik A12) | Electro-chemical | Lithium-ion Battery | Lithium Iron Phosphate Battery | Operational | 50 | 2 | 52 | 0 | 0 | 0 | 1 | 0 | 0 | 0 | 0 | 1 | 0 | 0 | 0 | 0 | 0 | 0 | 0 | 1 | 0 | 0 | 0 | 0 | 0 | 0 | 0 | 0 | 0 | 0 | 0 | 0 | 0
Quick Charging EV&#039;s Powered by the Sun (Delft A13) | Electro-chemical | Lithium-ion Battery | Lithium Iron Phosphate Battery | Operational | 50 | 2 | 52 | 0 | 0 | 0 | 1 | 0 | 0 | 0 | 0 | 1 | 0 | 0 | 0 | 0 | 0 | 0 | 0 | 1 | 0 | 0 | 0 | 0 | 0 | 0 | 0 | 0 | 0 | 0 | 0 | 0 | 0
Quick Charging EV&#039;s Powered by the Sun (Beesd A2) | Electro-chemical | Lithium-ion Battery | Lithium Iron Phosphate Battery | Operational | 50 | 2 | 52 | 0 | 0 | 0 | 1 | 0 | 0 | 0 | 0 | 1 | 0 | 0 | 0 | 0 | 0 | 0 | 0 | 1 | 0 | 0 | 0 | 0 | 0 | 0 | 0 | 0 | 0 | 0 | 0 | 0 | 0
Quick Charging EV&#039;s Powered by the Sun (Ridderkerk A15) | Electro-chemical | Lithium-ion Battery | Lithium Iron Phosphate Battery | Operational | 50 | 2 | 52 | 0 | 0 | 0 | 1 | 0 | 0 | 0 | 0 | 1 | 0 | 0 | 0 | 0 | 0 | 0 | 0 | 1 | 0 | 0 | 0 | 0 | 0 | 0 | 0 | 0 | 0 | 0 | 0 | 0 | 0
Quick Charging EV&#039;s Powered by the Sun (Geldermalsen A2) | Electro-chemical | Lithium-ion Battery | Lithium Iron Phosphate Battery | Operational | 50 | 2 | 52 | 0 | 0 | 0 | 1 | 0 | 0 | 0 | 0 | 1 | 0 | 0 | 0 | 0 | 0 | 0 | 0 | 1 | 0 | 0 | 0 | 0 | 0 | 0 | 0 | 0 | 0 | 0 | 0 | 0 | 0
Quick Charging EV&#039;s Powered by the Sun (Zaandam A8) | Electro-chemical | Lithium-ion Battery | Lithium Iron Phosphate Battery | Operational | 50 | 2 | 52 | 0 | 0 | 0 | 1 | 0 | 0 | 0 | 0 | 1 | 0 | 0 | 0 | 0 | 0 | 0 | 0 | 1 | 0 | 0 | 0 | 0 | 0 | 0 | 0 | 0 | 0 | 0 | 0 | 0 | 0
Quick Charging EV&#039;s Powered by the Sun (Heemskerk A9) | Electro-chemical | Lithium-ion Battery | Lithium Iron Phosphate Battery | Operational | 50 | 2 | 53 | 0 | 0 | 0 | 1 | 0 | 0 | 0 | 0 | 1 | 0 | 0 | 0 | 0 | 0 | 0 | 0 | 1 | 0 | 0 | 0 | 0 | 0 | 0 | 0 | 0 | 0 | 0 | 0 | 0 | 0
Western Power Distribution-SomerSet | Electro-chemical | Lithium-ion Battery | Lithium Iron Phosphate Battery | Contracted | 300 | 2.12 | 51.1008 | -2.68 | 0 | 0 | 0 | 0 | 0 | 0 | 0 | 0 | 0 | 0 | 0 | 0 | 0 | 0 | 0 | 0 | 1 | 0 | 0 | 0 | 0 | 0 | 0 | 0 | 0 | 0 | 0 | 0 | 0
New York City 1 MW Aggregated BTM - Glenwood Management | Electro-chemical | Lead-acid Battery | Valve Regulated Lead-acid Battery | Operational | 1000 | 4 | 40.7831 | -73.97 | 0 | 1 | 0 | 0 | 1 | 0 | 1 | 1 | 0 | 0 | 0 | 0 | 0 | 0 | 0 | 0 | 0 | 0 | 0 | 0 | 0 | 0 | 0 | 0 | 0 | 0 | 0 | 0 | 0
Lewes BPW / Alevo - 8 MW - (Lewes, Delaware) | Electro-chemical | Electro-chemical | Lithium-ion Battery | Announced | 8000 | 0.5 | 39 | 0 | 0 | 0 | 0 | 0 | 0 | 0 | 0 | 0 | 0 | 0 | 1 | 0 | 0 | 0 | 0 | 0 | 0 | 0 | 0 | 0 | 0 | 0 | 0 | 0 | 0 | 0 | 0 | 0 | 0
Tozzi Green - Madagascar | Electro-chemical | Lead-acid Battery | Valve Regulated Lead-acid Battery | Operational | 15 | 3.75 | -22 | 0 | 0 | 0 | 0 | 0 | 0 | 0 | 0 | 0 | 0 | 0 | 0 | 0 | 0 | 0 | 0 | 1 | 1 | 0 | 0 | 0 | 0 | 0 | 0 | 0 | 0 | 0 | 0 | 0 | 0
Niijima Island Microgrid - Takaoka Toko Ltd | Electro-chemical | Lithium-ion Battery | Lithium-ion Battery | Operational | 1000 | 0.52 | 34.3746 | 139.27 | 0 | 0 | 0 | 0 | 0 | 0 | 0 | 0 | 0 | 0 | 1 | 0 | 0 | 0 | 1 | 0 | 1 | 1 | 1 | 0 | 0 | 0 | 0 | 0 | 0 | 0 | 0 | 0 | 0
Jhajjar, Haryana BESS - AES | Electro-chemical | Electro-chemical | Lithium-ion Battery | Announced | 10000 | 1 | 29 | 77 | 0 | 0 | 0 | 0 | 0 | 0 | 0 | 0 | 0 | 0 | 0 | 0 | 0 | 0 | 0 | 1 | 0 | 0 | 0 | 1 | 0 | 0 | 0 | 0 | 0 | 0 | 0 | 0 | 0
Seattle City Light Microgrid | Electro-chemical | Electro-chemical | Electro-chemical | Announced | 0 | 0 | 47.6062 | -122.33 | 0 | 0 | 0 | 0 | 0 | 0 | 1 | 0 | 0 | 0 | 0 | 0 | 0 | 0 | 1 | 0 | 0 | 0 | 0 | 1 | 1 | 0 | 0 | 0 | 0 | 0 | 0 | 0 | 0
Sarasota County School District | Thermal Storage | Ice Thermal Storage | Ice Thermal Storage | Operational | 20000 | 8 | 27.3364 | -82.53 | 0 | 0 | 0 | 0 | 1 | 0 | 1 | 0 | 0 | 0 | 0 | 0 | 0 | 0 | 0 | 0 | 0 | 0 | 0 | 0 | 0 | 0 | 0 | 0 | 0 | 0 | 0 | 0 | 0
Jeju Island Smart Renewables (Gapado) | Electro-chemical | Electro-chemical | Lithium-ion Battery | Operational | 1500 | 0.33 | 33.4996 | 126.53 | 0 | 0 | 0 | 0 | 0 | 0 | 1 | 0 | 0 | 0 | 0 | 0 | 0 | 0 | 1 | 0 | 1 | 0 | 1 | 1 | 1 | 0 | 0 | 0 | 0 | 0 | 0 | 0 | 0
Atacama I | Thermal Storage | Lithium-ion Battery | Molten Salt Thermal Storage | Under Construction | 100000 | 5.67 | -22.4537 | -68.93 | 0 | 0 | 0 | 0 | 0 | 0 | 0 | 0 | 0 | 1 | 0 | 0 | 0 | 0 | 0 | 0 | 0 | 0 | 1 | 1 | 0 | 0 | 0 | 0 | 0 | 0 | 0 | 0 | 0
Atacama II | Electro-chemical | Lithium-ion Battery | Lithium Nickel Manganese Cobalt Battery | Announced/Never Built | 12000 | 0.33 | -22.4537 | -68.93 | 0 | 0 | 0 | 0 | 0 | 0 | 0 | 0 | 0 | 1 | 0 | 0 | 0 | 0 | 0 | 0 | 0 | 0 | 1 | 1 | 0 | 0 | 0 | 0 | 0 | 0 | 0 | 0 | 0
Energy Buffer Unit (EBU) - BELECTRIC GmbH | Electro-chemical | Lead-acid Battery | Advanced Lead-acid Battery | Operational | 1500 | 0.67 | 53.2041 | 12.5 | 0 | 0 | 0 | 0 | 0 | 0 | 0 | 0 | 0 | 0 | 1 | 0 | 0 | 0 | 0 | 0 | 0 | 0 | 0 | 0 | 0 | 0 | 0 | 0 | 0 | 0 | 0 | 0 | 0
500 kW Eugene Water &amp; Electric Board (EWEB) | Electro-chemical | Electro-chemical | Lithium-ion Battery | Announced | 500 | 0 | 44.0521 | -123.09 | 0 | 0 | 0 | 0 | 0 | 0 | 0 | 0 | 0 | 0 | 0 | 0 | 0 | 0 | 1 | 0 | 0 | 0 | 0 | 0 | 1 | 0 | 0 | 0 | 0 | 0 | 0 | 0 | 0
Maxwell-China Guodin Wind Energy Storage System | Electro-chemical | Electro-chemical Capacitor | Electro-chemical Capacitor | Announced | 1000 | 0.7 | 37.4638 | 121.45 | 0 | 0 | 0 | 0 | 0 | 0 | 0 | 0 | 0 | 0 | 0 | 0 | 0 | 0 | 0 | 0 | 0 | 0 | 1 | 0 | 0 | 0 | 0 | 0 | 0 | 0 | 0 | 0 | 0
Ensync Distributed Energy Management: Aquion | Electro-chemical | Sodium-ion Battery | Sodium-ion Battery | Operational | 25 | 3.5 | 21 | -158 | 0 | 0 | 0 | 0 | 0 | 0 | 0 | 0 | 0 | 0 | 0 | 0 | 0 | 0 | 0 | 0 | 0 | 0 | 0 | 1 | 0 | 0 | 0 | 0 | 0 | 0 | 0 | 0 | 0
Amari Pumped Hydro Hybrid Project | Pumped Hydro Storage | Closed-loop Pumped Hydro Storage | Closed-loop Pumped Hydro Storage | Announced | 50000 | 0 | 35.2401 | 24.81 | 0 | 0 | 0 | 0 | 0 | 0 | 0 | 0 | 1 | 0 | 1 | 0 | 0 | 1 | 0 | 0 | 0 | 1 | 1 | 1 | 1 | 0 | 0 | 0 | 0 | 0 | 0 | 0 | 1
Eagle Mountain Pumped Storage Project | Pumped Hydro Storage | Closed-loop Pumped Hydro Storage | Closed-loop Pumped Hydro Storage | Contracted | 1300000 | 0 | 33.7133 | -115.4 | 0 | 0 | 0 | 0 | 0 | 0 | 1 | 1 | 1 | 0 | 0 | 0 | 0 | 0 | 0 | 0 | 0 | 0 | 0 | 1 | 0 | 0 | 0 | 0 | 0 | 0 | 0 | 0 | 0
Kingfisher Project (Stage 2) | Electro-chemical | Electro-chemical | Lithium-ion Battery | Announced | 100000 | 4 | -30.5621 | 136.9 | 0 | 0 | 0 | 0 | 0 | 0 | 0 | 0 | 0 | 0 | 0 | 0 | 0 | 0 | 0 | 0 | 0 | 0 | 1 | 1 | 0 | 0 | 0 | 0 | 0 | 0 | 0 | 0 | 0
Guodian Hefeng Beizhen Wind Farm: VFB | Electro-chemical | Flow Battery | Vanadium Redox Flow Battery | Operational | 2000 | 2 | 39.0505 | 121.78 | 0 | 0 | 0 | 0 | 0 | 0 | 0 | 0 | 0 | 0 | 1 | 0 | 0 | 0 | 0 | 0 | 1 | 0 | 1 | 0 | 0 | 0 | 0 | 0 | 0 | 0 | 0 | 0 | 1
110 kW Kitakyushu Museum of Natural History &amp; Human History | Electro-chemical | Lead-acid Battery | Hybrid Lead-acid Battery/Electro-chemical capacitor | Operational | 110 | 1.92 | 33.8834 | 130.88 | 0 | 0 | 0 | 0 | 0 | 0 | 1 | 0 | 0 | 0 | 0 | 0 | 0 | 0 | 0 | 0 | 0 | 0 | 0 | 0 | 0 | 0 | 0 | 0 | 0 | 0 | 0 | 0 | 0
10 kW / 100 kWh Haak Fruitfarm Gildemeister CellCube | Electro-chemical | Flow Battery | Vanadium Redox Flow Battery | Operational | 10 | 10 | 53.642 | 10.06 | 0 | 0 | 0 | 0 | 0 | 1 | 0 | 0 | 0 | 0 | 0 | 0 | 0 | 0 | 0 | 1 | 0 | 0 | 0 | 0 | 0 | 0 | 0 | 0 | 0 | 0 | 0 | 0 | 0
1 MW Necker Island NRG Virgin Project | Electro-chemical | Electro-chemical | Electro-chemical | Operational | 1000 | 0.5 | 18.5268 | -64.36 | 0 | 0 | 0 | 0 | 0 | 0 | 0 | 0 | 0 | 0 | 0 | 0 | 0 | 0 | 1 | 1 | 1 | 0 | 0 | 0 | 1 | 0 | 0 | 0 | 0 | 0 | 0 | 0 | 0
85 kW Shimizu Corporation Microgrid | Electro-chemical | Lead-acid Battery | Hybrid Lead-acid Battery/Electro-chemical capacitor | Operational | 85 | 1.92 | 35.709 | 139.73 | 0 | 0 | 0 | 0 | 0 | 0 | 0 | 0 | 0 | 0 | 0 | 0 | 0 | 0 | 1 | 0 | 0 | 0 | 0 | 0 | 0 | 0 | 0 | 0 | 0 | 0 | 0 | 0 | 0
Kitakyushu Smart Community Creation Project | Electro-chemical | Lead-acid Battery | Hybrid Lead-acid Battery/Electro-chemical Capacitor | Operational | 300 | 1.12 | 34 | 131 | 0 | 0 | 0 | 0 | 0 | 0 | 0 | 0 | 0 | 0 | 0 | 0 | 0 | 1 | 0 | 0 | 0 | 0 | 0 | 0 | 0 | 0 | 0 | 0 | 0 | 0 | 0 | 0 | 0
BMCC Urban Electric 100 kW New York | Electro-chemical | Electro-chemical | Zinc Manganese Dioxide Battery | Announced | 100 | 0 | 40.7128 | -74.01 | 0 | 0 | 0 | 0 | 0 | 0 | 0 | 0 | 0 | 0 | 0 | 0 | 0 | 0 | 0 | 0 | 1 | 0 | 1 | 0 | 0 | 0 | 0 | 0 | 0 | 0 | 0 | 0 | 0
Clean Energy Storage: Advanced Energy Storage Research &amp; Innovation Center | Electro-chemical | Lithium-ion Battery | Lithium Iron Phosphate Battery | Operational | 30 | 12 | 47.5877 | -122.24 | 0 | 0 | 0 | 0 | 0 | 1 | 0 | 1 | 1 | 0 | 0 | 0 | 0 | 0 | 0 | 0 | 1 | 0 | 0 | 1 | 0 | 0 | 0 | 0 | 0 | 0 | 0 | 0 | 0
Willey Energy Storage Project | Electro-chemical | Lithium-ion Battery | Lithium-ion Battery | Operational | 6000 | 0.33 | 39.3995 | -84.56 | 0 | 0 | 0 | 0 | 0 | 0 | 0 | 0 | 0 | 0 | 1 | 0 | 0 | 0 | 0 | 0 | 0 | 0 | 0 | 0 | 0 | 0 | 0 | 0 | 0 | 0 | 0 | 0 | 0
1500 Walnut | Thermal Storage | Ice Thermal Storage | Ice Thermal Storage | Operational | 210 | 6 | 39.949 | -75.17 | 0 | 0 | 0 | 0 | 1 | 0 | 1 | 0 | 0 | 0 | 0 | 0 | 0 | 0 | 0 | 0 | 0 | 0 | 0 | 0 | 0 | 0 | 0 | 0 | 0 | 0 | 0 | 0 | 0
Powerco&#039;s Redflow Battery Demonstration | Electro-chemical | Flow Battery | Zinc Bromine Flow Battery | Operational | 3 | 2.67 | -39 | 0 | 0 | 0 | 0 | 0 | 0 | 0 | 0 | 1 | 0 | 0 | 0 | 0 | 1 | 0 | 0 | 0 | 0 | 0 | 0 | 0 | 0 | 0 | 0 | 0 | 0 | 0 | 0 | 0 | 0
SolarCity Walmart Solar Storage Projects California | Electro-chemical | Lithium-ion Battery | Lithium-ion Battery | Announced | 200 | 2 | 37.563 | -122.33 | 0 | 0 | 0 | 0 | 0 | 1 | 0 | 0 | 0 | 0 | 0 | 0 | 0 | 0 | 0 | 0 | 0 | 0 | 1 | 1 | 0 | 0 | 0 | 0 | 0 | 0 | 0 | 0 | 0
Bysolar Hillside ESS for PJM Frequency Regulation | Electro-chemical | Lead-acid Battery | Lead Carbon Battery | Operational | 500 | 1 | 40.6955 | -74.23 | 1 | 0 | 0 | 0 | 0 | 0 | 0 | 0 | 0 | 0 | 1 | 0 | 0 | 0 | 1 | 0 | 1 | 0 | 1 | 0 | 0 | 0 | 0 | 0 | 0 | 0 | 0 | 0 | 0
Bosch Second Life Batteries | Electro-chemical | Lithium-ion Battery | Lithium-ion Battery | Announced | 2000 | 1 | 53.5511 | 9.99 | 0 | 0 | 0 | 0 | 0 | 0 | 0 | 0 | 0 | 0 | 1 | 1 | 0 | 0 | 0 | 0 | 0 | 0 | 0 | 0 | 0 | 0 | 0 | 0 | 0 | 0 | 0 | 0 | 0
PREPA Coto Laurel ESS | Electro-chemical | Electro-chemical | Lithium-ion Battery | Contracted | 5500 | 0 | 18.0041 | -66.58 | 0 | 0 | 0 | 0 | 0 | 0 | 0 | 0 | 0 | 0 | 1 | 0 | 0 | 0 | 0 | 0 | 1 | 1 | 1 | 1 | 0 | 0 | 0 | 0 | 0 | 0 | 0 | 0 | 0
Dynapower Company HQ micro-grid | Electro-chemical | Lithium-ion Battery | Lithium-titanate | Announced | 375 | 0.67 | 44.4423 | -73.15 | 0 | 0 | 0 | 0 | 0 | 0 | 0 | 0 | 0 | 0 | 0 | 0 | 0 | 0 | 1 | 0 | 1 | 0 | 1 | 0 | 0 | 0 | 0 | 0 | 0 | 0 | 0 | 0 | 0
SCE Irvine Smart Grid Demonstration: Solar Car Charging Station | Electro-chemical | Lithium-ion Battery | Lithium-ion Battery | Operational | 100 | 1 | 33.6839 | -117.79 | 0 | 0 | 0 | 0 | 0 | 1 | 1 | 0 | 0 | 0 | 0 | 0 | 0 | 0 | 0 | 0 | 0 | 0 | 0 | 0 | 0 | 0 | 0 | 0 | 0 | 0 | 0 | 0 | 0
ZECO Energy | Electro-chemical | Lithium-ion Battery | Lithium Iron Phosphate Battery | Operational | 33 | 1.25 | -38 | 145 | 0 | 0 | 0 | 0 | 0 | 0 | 0 | 1 | 0 | 0 | 0 | 0 | 0 | 0 | 1 | 0 | 0 | 0 | 0 | 0 | 0 | 0 | 0 | 0 | 0 | 0 | 0 | 0 | 0
Belmeken Hydro Power Plant | Pumped Hydro Storage | Open-loop Pumped Hydro Storage | Open-loop Pumped Hydro Storage | Operational | 104000 | 0 | 42.1667 | 23.8 | 0 | 0 | 0 | 0 | 0 | 0 | 1 | 0 | 0 | 0 | 1 | 0 | 0 | 0 | 0 | 0 | 0 | 0 | 0 | 0 | 0 | 0 | 0 | 0 | 0 | 0 | 0 | 0 | 0
Japan-Egypt-Hurghada-30 MW | Electro-chemical | Lithium-ion Battery | Lithium-ion Battery | Announced | 30000 | 4 | 27.2579 | 33.81 | 0 | 0 | 0 | 0 | 0 | 0 | 0 | 0 | 0 | 0 | 0 | 0 | 0 | 0 | 0 | 0 | 1 | 0 | 0 | 1 | 0 | 0 | 0 | 0 | 0 | 0 | 0 | 0 | 0
Terna Ciminna Substation - UET | Electro-chemical | Flow Battery | Flow Battery | Announced | 450 | 3.2 | 37.8964 | 13.56 | 0 | 0 | 0 | 0 | 0 | 0 | 0 | 1 | 0 | 0 | 0 | 0 | 0 | 0 | 0 | 0 | 0 | 0 | 0 | 0 | 0 | 0 | 0 | 0 | 0 | 0 | 0 | 0 | 0
200 kW University of South Florida St. Petersburg | Electro-chemical | Lithium-ion Battery | Lithium-ion Battery | Operational | 200 | 0 | 28 | -83 | 0 | 0 | 0 | 0 | 0 | 0 | 0 | 0 | 0 | 0 | 0 | 0 | 0 | 0 | 0 | 0 | 0 | 0 | 0 | 1 | 0 | 0 | 0 | 0 | 0 | 0 | 0 | 0 | 0
Vector Alice Springs Energy Storage Project | Electro-chemical | Lithium-ion Battery | Lithium-ion Battery | Announced | 5000 | 0.67 | -23.698 | 133.88 | 0 | 1 | 0 | 0 | 0 | 0 | 1 | 0 | 0 | 1 | 1 | 1 | 1 | 1 | 0 | 0 | 1 | 1 | 1 | 1 | 0 | 0 | 0 | 0 | 0 | 0 | 0 | 0 | 0
Modesto Irrigation District - Primus Power | Electro-chemical | Flow Battery | Zinc Bromine Flow Battery | Offline/Under Repair | 28000 | 4 | 37.6391 | -121 | 0 | 0 | 0 | 0 | 0 | 0 | 0 | 0 | 0 | 0 | 0 | 0 | 0 | 0 | 0 | 0 | 0 | 0 | 1 | 1 | 0 | 0 | 0 | 0 | 0 | 0 | 0 | 0 | 0
Sunvault Energy-Edison Power- Delaware Fire Station | Electro-chemical | Lithium-ion Battery | Lithium-ion Battery | Announced | 600 | 0.5 | 39.1582 | -75.52 | 0 | 0 | 0 | 0 | 0 | 1 | 0 | 0 | 0 | 0 | 0 | 0 | 0 | 0 | 0 | 0 | 0 | 0 | 0 | 0 | 0 | 0 | 0 | 0 | 0 | 0 | 0 | 0 | 0
HECO/Greensmith Energy Battery Energy Storage System | Electro-chemical | Lithium-ion Battery | Lithium Iron Phosphate Battery | Operational | 5 | 4 | 21 | -158 | 0 | 0 | 0 | 0 | 0 | 0 | 0 | 0 | 0 | 0 | 0 | 0 | 0 | 0 | 0 | 0 | 1 | 0 | 1 | 0 | 0 | 0 | 0 | 0 | 0 | 0 | 0 | 0 | 0
American Vanadium Corp. MTA CellCube Installation | Electro-chemical | Flow Battery | Vanadium Redox Flow Battery | Operational | 90 | 4.33 | 41 | 0 | 1 | 0 | 0 | 0 | 1 | 0 | 1 | 1 | 0 | 0 | 0 | 1 | 0 | 0 | 0 | 0 | 0 | 0 | 0 | 0 | 0 | 0 | 0 | 0 | 0 | 0 | 0 | 0 | 0
Oncor Battery Storage | Electro-chemical | Lithium-ion Battery | Lithium-ion Battery | Announced | 250 | 3 | 32.7767 | -96.8 | 0 | 0 | 0 | 0 | 0 | 0 | 0 | 0 | 0 | 0 | 0 | 0 | 0 | 0 | 0 | 0 | 0 | 0 | 0 | 0 | 1 | 0 | 0 | 0 | 0 | 0 | 0 | 0 | 0
TimberRock De-MAP Test | Electro-chemical | Lithium-ion Battery | Lithium-ion Battery | Operational | 10 | 1 | 39 | -77 | 0 | 0 | 0 | 0 | 0 | 0 | 0 | 0 | 0 | 0 | 0 | 1 | 0 | 0 | 0 | 0 | 0 | 0 | 0 | 0 | 0 | 0 | 0 | 0 | 0 | 0 | 0 | 1 | 0
UCI Microgrid: Thermal Storage | Thermal Storage | Chilled Water Thermal Storage | Chilled Water Thermal Storage | Operational | 6590 | 8 | 34 | -118 | 0 | 0 | 0 | 0 | 1 | 0 | 0 | 0 | 0 | 0 | 0 | 0 | 0 | 0 | 0 | 0 | 0 | 0 | 0 | 0 | 0 | 0 | 0 | 0 | 0 | 0 | 0 | 0 | 0
GS Yuasa Gunma Solar Plant | Electro-chemical | Lithium-ion Battery | Lithium-ion Battery | Operational | 100 | 1 | 36 | 0 | 0 | 0 | 0 | 0 | 0 | 0 | 0 | 0 | 0 | 0 | 0 | 0 | 0 | 0 | 0 | 0 | 1 | 0 | 1 | 0 | 0 | 0 | 0 | 0 | 0 | 0 | 0 | 1 | 0
INGRID Hydrogen Demonstration Project | Hydrogen Storage | Hydrogen Storage | Hydrogen Storage | Operational | 1200 | 32.5 | 41.3598 | 15.31 | 0 | 0 | 0 | 0 | 0 | 0 | 0 | 0 | 0 | 0 | 0 | 0 | 0 | 0 | 0 | 0 | 0 | 0 | 1 | 1 | 0 | 0 | 0 | 0 | 0 | 0 | 0 | 1 | 0
Pecan Street Project Inc. Energy Internet Demonstration | Electro-chemical | Lithium-ion Battery | Lithium-ion Battery | Operational | 15 | 2.5 | 30.3953 | -97.74 | 0 | 0 | 0 | 0 | 0 | 0 | 1 | 0 | 0 | 0 | 0 | 0 | 0 | 0 | 0 | 0 | 0 | 0 | 0 | 0 | 0 | 0 | 0 | 0 | 0 | 0 | 0 | 0 | 0
Corsica 2 MW Storage by Saft and Schneider | Electro-chemical | Lithium-ion Battery | Lithium-ion Battery | Announced | 2000 | 1 | 42.2919 | 9.19 | 0 | 0 | 0 | 0 | 0 | 0 | 0 | 0 | 0 | 0 | 0 | 0 | 0 | 0 | 1 | 0 | 0 | 0 | 0 | 1 | 0 | 0 | 0 | 0 | 0 | 0 | 0 | 0 | 0
Takami Pumped Hydro Power Station | Pumped Hydro Storage | Open-loop Pumped Hydro Storage | Open-loop Pumped Hydro Storage | Operational | 200000 | 0 | 43.0621 | 141.35 | 0 | 0 | 0 | 0 | 0 | 0 | 1 | 1 | 0 | 0 | 0 | 0 | 0 | 0 | 0 | 0 | 0 | 0 | 0 | 0 | 0 | 0 | 0 | 0 | 0 | 0 | 0 | 0 | 0
Rodundwerk I Pumped Hydro Station | Pumped Hydro Storage | Open-loop Pumped Hydro Storage | Open-loop Pumped Hydro Storage | Operational | 198000 | 0 | 47.0851 | 9.88 | 0 | 0 | 0 | 0 | 0 | 0 | 1 | 1 | 0 | 0 | 0 | 0 | 0 | 0 | 0 | 0 | 0 | 0 | 0 | 0 | 0 | 0 | 0 | 0 | 0 | 0 | 0 | 0 | 0
Nagarjuna Sagar Pumped Hydro Station Tail Pond Project | Pumped Hydro Storage | Open-loop Pumped Hydro Storage | Open-loop Pumped Hydro Storage | Operational | 700000 | 8 | 16.5919 | 79.49 | 0 | 0 | 0 | 0 | 0 | 0 | 1 | 1 | 0 | 0 | 0 | 0 | 0 | 0 | 0 | 0 | 0 | 0 | 0 | 0 | 0 | 0 | 0 | 0 | 0 | 0 | 0 | 0 | 0
Juicebox Energy-Rising Sun Solar- Maui | Electro-chemical | Electro-chemical | Lithium-ion Battery | Operational | 4 | 2 | 21 | -156 | 0 | 0 | 0 | 0 | 1 | 0 | 1 | 0 | 0 | 0 | 0 | 0 | 0 | 0 | 0 | 0 | 0 | 0 | 0 | 0 | 1 | 0 | 0 | 0 | 0 | 0 | 0 | 0 | 0
Ameresco Canada Inc-IESO | Electro-chemical | Lithium-ion Battery | Lithium-ion Battery | Announced | 4000 | 4 | 51 | -85 | 0 | 0 | 0 | 0 | 0 | 0 | 1 | 1 | 0 | 0 | 0 | 0 | 0 | 0 | 0 | 0 | 0 | 0 | 0 | 0 | 1 | 0 | 0 | 0 | 0 | 0 | 0 | 0 | 0
Samyoung Vanadium Redox Flow Battery Project | Electro-chemical | Flow Battery | Vanadium Redox Flow Battery | Operational | 50 | 2 | 36.4465 | 127.12 | 0 | 0 | 0 | 0 | 0 | 0 | 1 | 0 | 0 | 0 | 0 | 0 | 0 | 0 | 0 | 0 | 0 | 0 | 0 | 0 | 0 | 0 | 0 | 0 | 0 | 0 | 0 | 0 | 0
Sullivan Water Treatment Plant (Cambridge, Massachusetts) | Electro-chemical | Electro-chemical | Electro-chemical | Announced | 0 | 0 | 42 | -71 | 0 | 0 | 0 | 0 | 0 | 0 | 0 | 0 | 0 | 0 | 0 | 0 | 0 | 0 | 1 | 0 | 0 | 0 | 0 | 0 | 1 | 0 | 0 | 0 | 0 | 0 | 0 | 0 | 0
Isentropic Demonstration Project | Thermal Storage | Heat Thermal Storage | Heat Thermal Storage | Announced | 1400 | 4 | 52.9064 | -1.26 | 0 | 0 | 0 | 0 | 0 | 0 | 1 | 0 | 0 | 0 | 1 | 0 | 0 | 0 | 0 | 0 | 0 | 0 | 0 | 1 | 0 | 1 | 0 | 0 | 0 | 0 | 0 | 0 | 1
Global Change Institute M120 | Electro-chemical | Flow Battery | Zinc Bromine Flow Battery | Operational | 120 | 2.5 | -27.4954 | 153.01 | 0 | 0 | 0 | 0 | 0 | 0 | 0 | 0 | 0 | 0 | 0 | 0 | 0 | 1 | 0 | 0 | 1 | 0 | 0 | 1 | 0 | 0 | 0 | 0 | 0 | 0 | 0 | 0 | 0
RedoxWind - The Fraunhofer Institute for Chemical Technology (ICT) | Electro-chemical | Electro-chemical | Lithium-ion Battery | Operational | 2000 | 10 | 48.9781 | 8.54 | 1 | 1 | 0 | 0 | 0 | 0 | 0 | 0 | 0 | 0 | 0 | 0 | 0 | 0 | 1 | 1 | 0 | 0 | 0 | 0 | 0 | 0 | 0 | 0 | 0 | 0 | 0 | 0 | 0
Adobe Baker and Hamilton Building Stem System | Electro-chemical | Lithium-ion Battery | Lithium-ion Battery | Contracted | 162 | 1.12 | 37.7718 | -122.4 | 0 | 0 | 0 | 0 | 1 | 0 | 0 | 0 | 0 | 0 | 0 | 0 | 0 | 0 | 0 | 0 | 0 | 0 | 0 | 0 | 0 | 0 | 0 | 0 | 0 | 0 | 0 | 0 | 0
EPCC Thermal Storage: Rio Grande | Thermal Storage | Ice Thermal Storage | Ice Thermal Storage | Operational | 180 | 8 | 31.764 | -106.49 | 0 | 0 | 0 | 0 | 1 | 0 | 1 | 0 | 0 | 0 | 0 | 0 | 0 | 0 | 0 | 0 | 0 | 0 | 0 | 0 | 0 | 0 | 0 | 0 | 0 | 0 | 0 | 0 | 0
EPCC Thermal Storage: Transmountain | Thermal Storage | Ice Thermal Storage | Ice Thermal Storage | Operational | 225 | 8 | 31.8856 | -106.44 | 0 | 0 | 0 | 0 | 1 | 0 | 1 | 0 | 0 | 0 | 0 | 0 | 0 | 0 | 0 | 0 | 0 | 0 | 0 | 0 | 0 | 0 | 0 | 0 | 0 | 0 | 0 | 0 | 0
Entergy Solar-Plus-Storage Pilot Project | Electro-chemical | Lithium-ion Battery | Lithium-ion Battery | Announced | 1000 | 0.5 | 29.9511 | -90.07 | 0 | 0 | 0 | 0 | 0 | 0 | 0 | 0 | 0 | 0 | 0 | 0 | 0 | 0 | 0 | 0 | 0 | 0 | 1 | 0 | 0 | 0 | 0 | 0 | 0 | 0 | 0 | 0 | 0
Sumava National Park CellCube | Electro-chemical | Flow Battery | Vanadium Redox Flow Battery | Operational | 10 | 4 | 0 | 0 | 0 | 0 | 0 | 0 | 0 | 0 | 0 | 0 | 0 | 0 | 0 | 1 | 0 | 0 | 1 | 0 | 0 | 0 | 0 | 0 | 0 | 0 | 0 | 0 | 0 | 0 | 0 | 0 | 0
Kwigillingok Wind-Diesel Battery Hybrid | Electro-chemical | Lithium-ion Battery | Lithium-ion Battery | Operational | 250 | 0.25 | 60 | -163 | 0 | 0 | 0 | 0 | 0 | 0 | 0 | 0 | 0 | 0 | 0 | 0 | 0 | 0 | 0 | 0 | 0 | 1 | 1 | 0 | 0 | 0 | 0 | 0 | 0 | 0 | 0 | 0 | 0
SunEdison Canada Origination LP-IESO | Electro-chemical | Electro-chemical | Electro-chemical | Announced | 5000 | 4 | 51.2538 | -85.32 | 0 | 0 | 0 | 0 | 0 | 0 | 1 | 0 | 0 | 0 | 0 | 0 | 0 | 0 | 0 | 0 | 0 | 0 | 1 | 0 | 0 | 0 | 0 | 0 | 0 | 0 | 0 | 0 | 0
GS E&amp;R-LG Chem | Electro-chemical | Lithium-ion Battery | Lithium-ion Battery | Announced | 12500 | 4 | 0 | 0 | 0 | 0 | 0 | 0 | 0 | 0 | 0 | 0 | 0 | 0 | 0 | 0 | 0 | 0 | 0 | 0 | 0 | 0 | 1 | 0 | 0 | 0 | 0 | 0 | 0 | 0 | 0 | 0 | 0
Scituate Technical Assistance Project (MASS DOER Community Resiliency) | Electro-chemical | Lithium-ion Battery | Lithium-ion Battery | Announced | 1 | 0 | 42 | -71 | 0 | 0 | 0 | 0 | 0 | 0 | 0 | 0 | 0 | 0 | 0 | 0 | 0 | 0 | 1 | 0 | 0 | 0 | 0 | 0 | 1 | 0 | 0 | 0 | 0 | 0 | 0 | 0 | 0
Shirley Police Station Technical Assistance Project (MASS DOER Community Resiliency) | Electro-chemical | Lithium-ion Battery | Lithium-ion Battery | Announced | 1 | 0 | 43 | -72 | 0 | 0 | 0 | 0 | 0 | 0 | 0 | 0 | 0 | 0 | 0 | 0 | 0 | 0 | 1 | 0 | 0 | 0 | 0 | 0 | 1 | 0 | 0 | 0 | 0 | 0 | 0 | 0 | 0
Somerville Department of Public Works Technical Assistance | Electro-chemical | Lithium-ion Battery | Lithium-ion Battery | Announced | 1 | 0 | 42 | -71 | 0 | 0 | 0 | 0 | 0 | 0 | 0 | 0 | 0 | 0 | 0 | 0 | 0 | 0 | 1 | 0 | 0 | 0 | 0 | 0 | 1 | 0 | 0 | 0 | 0 | 0 | 0 | 0 | 0
Northampton Microgrid with Islandable PV (MASS DOER Community Resiliency) | Electro-chemical | Lithium-ion Battery | Lithium-ion Battery | Announced | 1 | 0 | 42.3251 | -72.64 | 0 | 0 | 0 | 0 | 0 | 0 | 0 | 0 | 0 | 0 | 0 | 0 | 0 | 0 | 1 | 0 | 0 | 0 | 0 | 0 | 1 | 0 | 0 | 0 | 0 | 0 | 0 | 0 | 0
Sterling Police and Communication Facility Microgrid (MASS DOER Community Resiliency) | Electro-chemical | Lithium-ion Battery | Lithium-ion Battery | Announced | 1 | 0 | 42 | -72 | 0 | 0 | 0 | 0 | 0 | 0 | 0 | 0 | 0 | 0 | 0 | 0 | 0 | 0 | 1 | 0 | 0 | 0 | 0 | 0 | 1 | 0 | 0 | 0 | 0 | 0 | 0 | 0 | 0
Amherst/Umass Microgrid (MASS DOER Community Resiliency) | Electro-chemical | Lithium-ion Battery | Lithium-ion Battery | Announced | 1 | 0 | 42 | -73 | 0 | 0 | 0 | 0 | 0 | 0 | 0 | 0 | 0 | 0 | 0 | 0 | 0 | 0 | 1 | 0 | 0 | 0 | 0 | 0 | 1 | 0 | 0 | 0 | 0 | 0 | 0 | 0 | 0
Madison Park High School Shelter - Boston (MASS DOER Community Resiliency) | Electro-chemical | Lithium-ion Battery | Lithium-ion Battery | Announced | 1 | 0 | 42.3601 | -71.06 | 0 | 0 | 0 | 0 | 0 | 0 | 0 | 0 | 0 | 0 | 0 | 0 | 0 | 0 | 1 | 0 | 0 | 0 | 0 | 0 | 1 | 0 | 0 | 0 | 0 | 0 | 0 | 0 | 0
Cambridge Rindge and Latin School (MASS DOER Community Resiliency) | Electro-chemical | Lithium-ion Battery | Lithium-ion Battery | Announced | 1 | 0 | 42 | -71 | 0 | 0 | 0 | 0 | 0 | 0 | 0 | 0 | 0 | 0 | 0 | 0 | 0 | 0 | 1 | 0 | 0 | 0 | 0 | 0 | 1 | 0 | 0 | 0 | 0 | 0 | 0 | 0 | 0
Lawrence Water Treatment Plant (MASS DOER Community Resiliency) | Electro-chemical | Lithium-ion Battery | Lithium-ion Battery | Announced | 1 | 0 | 43 | -71 | 0 | 0 | 0 | 0 | 0 | 0 | 0 | 0 | 0 | 0 | 0 | 0 | 0 | 0 | 1 | 0 | 0 | 0 | 0 | 0 | 1 | 0 | 0 | 0 | 0 | 0 | 0 | 0 | 0
Leverett Resiliency Project (MASS DOER Community Resiliency) | Electro-chemical | Lithium-ion Battery | Lithium-ion Battery | Announced | 1 | 0 | 42 | -73 | 0 | 0 | 0 | 0 | 0 | 0 | 0 | 0 | 0 | 0 | 0 | 0 | 0 | 0 | 1 | 0 | 0 | 0 | 0 | 0 | 1 | 0 | 0 | 0 | 0 | 0 | 0 | 0 | 0
Falmouth High School (MASS DOER Community Resiliency) | Electro-chemical | Lithium-ion Battery | Lithium-ion Battery | Announced | 1 | 0 | 42 | -71 | 0 | 0 | 0 | 0 | 0 | 0 | 0 | 0 | 0 | 0 | 0 | 0 | 0 | 0 | 1 | 0 | 0 | 0 | 0 | 0 | 1 | 0 | 0 | 0 | 0 | 0 | 0 | 0 | 0
Lincoln/Wayland-MAPC TA Project (MASS DOER Community Resiliency) | Electro-chemical | Lithium-ion Battery | Lithium-ion Battery | Announced | 1 | 0 | 42 | -71 | 0 | 0 | 0 | 0 | 0 | 0 | 0 | 0 | 0 | 0 | 0 | 0 | 0 | 0 | 1 | 0 | 0 | 0 | 0 | 0 | 1 | 0 | 0 | 0 | 0 | 0 | 0 | 0 | 0
Melrose Microgrid TA Project (MASS DOER Community Resiliency) | Electro-chemical | Lithium-ion Battery | Lithium-ion Battery | Announced | 1 | 0 | 42 | -71 | 0 | 0 | 0 | 0 | 0 | 0 | 0 | 0 | 0 | 0 | 0 | 0 | 0 | 0 | 1 | 0 | 0 | 0 | 0 | 0 | 1 | 0 | 0 | 0 | 0 | 0 | 0 | 0 | 0
New Bedford Techincal Assistance Project (MASS DOER Community Resiliency) | Electro-chemical | Lithium-ion Battery | Lithium-ion Battery | Announced | 1 | 0 | 42 | -71 | 0 | 0 | 0 | 0 | 0 | 0 | 0 | 0 | 0 | 0 | 0 | 0 | 0 | 0 | 1 | 0 | 0 | 0 | 0 | 0 | 1 | 0 | 0 | 0 | 0 | 0 | 0 | 0 | 0
Newton Technical Assistance Project (MASS DOER Community Resiliency) | Electro-chemical | Lithium-ion Battery | Lithium-ion Battery | Announced | 1 | 0 | 42 | -71 | 0 | 0 | 0 | 0 | 0 | 0 | 0 | 0 | 0 | 0 | 0 | 0 | 0 | 0 | 1 | 0 | 0 | 0 | 0 | 0 | 1 | 0 | 0 | 0 | 0 | 0 | 0 | 0 | 0
Sandwich Technical Assistance Project (MASS DOER Community Resiliency) | Electro-chemical | Lithium-ion Battery | Lithium-ion Battery | Announced | 1 | 0 | 42 | -70 | 0 | 0 | 0 | 0 | 0 | 0 | 0 | 0 | 0 | 0 | 0 | 0 | 0 | 0 | 1 | 0 | 0 | 0 | 0 | 0 | 1 | 0 | 0 | 0 | 0 | 0 | 0 | 0 | 0
Saugus Technical Assistance Project (MASS DOER Community Resiliency) | Electro-chemical | Lithium-ion Battery | Lithium-ion Battery | Announced | 1 | 0 | 42 | -71 | 0 | 0 | 0 | 0 | 0 | 0 | 0 | 0 | 0 | 0 | 0 | 0 | 0 | 0 | 1 | 0 | 0 | 0 | 0 | 0 | 1 | 0 | 0 | 0 | 0 | 0 | 0 | 0 | 0
Medford Resiliency Project (MASS DOER Community Resiliency) | Electro-chemical | Lithium-ion Battery | Lithium-ion Battery | Announced | 1 | 0 | 42 | -71 | 0 | 0 | 0 | 0 | 0 | 0 | 0 | 0 | 0 | 0 | 0 | 0 | 0 | 0 | 1 | 0 | 0 | 0 | 0 | 0 | 1 | 0 | 0 | 0 | 0 | 0 | 0 | 0 | 0
Acton Critical Facilties Resiliency (MASS DOER Community Resiliency) | Electro-chemical | Lithium-ion Battery | Lithium-ion Battery | Announced | 1 | 0 | 42 | -71 | 0 | 0 | 0 | 0 | 0 | 0 | 0 | 0 | 0 | 0 | 0 | 0 | 0 | 0 | 1 | 0 | 0 | 0 | 0 | 0 | 1 | 0 | 0 | 0 | 0 | 0 | 0 | 0 | 0
Solar Energy Corporation of India (SECI)-100MW | Electro-chemical | Electro-chemical | Electro-chemical | Announced | 100000 | 4 | 14.6819 | 77.6 | 0 | 0 | 0 | 0 | 0 | 0 | 0 | 0 | 0 | 0 | 0 | 0 | 0 | 0 | 0 | 0 | 0 | 0 | 0 | 0 | 0 | 0 | 0 | 0 | 0 | 0 | 0 | 0 | 1
Dukhan Oil Field | Electro-chemical | Nickel based Battery | Nickel-cadmium Battery | Contracted | 2000 | 0 | 25.428 | 50.78 | 0 | 0 | 0 | 0 | 0 | 0 | 0 | 0 | 0 | 0 | 0 | 0 | 0 | 0 | 0 | 1 | 0 | 0 | 1 | 0 | 1 | 0 | 0 | 0 | 0 | 0 | 0 | 0 | 0
Rockefeller Center Thermal Storage | Thermal Storage | Thermal: Chilled Water and Ice | Ice Thermal Storage | Operational | 1025 | 15 | 40.7589 | -73.98 | 0 | 0 | 0 | 0 | 1 | 0 | 1 | 0 | 0 | 0 | 0 | 0 | 0 | 0 | 0 | 0 | 0 | 0 | 0 | 0 | 0 | 0 | 0 | 0 | 0 | 0 | 0 | 0 | 0
Minami Daito Island Frequency Regulation | Electro-chemical | Nickel based Battery | Nickel Metal Hydride Battery | Operational | 300 | 0.25 | 25.8464 | 131.24 | 0 | 0 | 0 | 0 | 0 | 0 | 0 | 0 | 0 | 0 | 1 | 0 | 0 | 0 | 0 | 0 | 0 | 0 | 0 | 0 | 0 | 0 | 0 | 0 | 0 | 0 | 0 | 0 | 0
NEDO New Mexico Smart Grid Demonstration Project | Electro-chemical | Lead-acid Battery | Lead-acid Battery | Operational | 800 | 1 | 35.8881 | -106.31 | 0 | 0 | 0 | 0 | 0 | 0 | 0 | 0 | 0 | 0 | 0 | 0 | 0 | 0 | 0 | 0 | 0 | 0 | 1 | 0 | 0 | 0 | 0 | 0 | 0 | 0 | 0 | 0 | 0
Cox Enterprises Stem PowerStore System | Electro-chemical | Lithium-ion Battery | Lithium-ion Battery | Operational | 18 | 1 | 34.0596 | -117.47 | 0 | 0 | 0 | 0 | 1 | 0 | 0 | 0 | 0 | 0 | 0 | 0 | 0 | 0 | 0 | 0 | 0 | 0 | 0 | 0 | 0 | 0 | 0 | 0 | 0 | 0 | 0 | 0 | 0
SDGE Skills CES, GRC ES Program Unit 2 | Electro-chemical | Lithium-ion Battery | Lithium-ion Battery | Operational | 25 | 2 | 33 | -117 | 0 | 0 | 0 | 0 | 0 | 0 | 0 | 0 | 0 | 0 | 0 | 1 | 0 | 0 | 0 | 0 | 0 | 0 | 0 | 0 | 0 | 0 | 0 | 0 | 0 | 0 | 0 | 0 | 0
Clean Energy Storage: Berkes | Electro-chemical | Lithium-ion Battery | Lithium Iron Phosphate Battery | Contracted | 11 | 7 | 37.9319 | -121.7 | 0 | 0 | 0 | 0 | 0 | 1 | 0 | 0 | 0 | 0 | 0 | 0 | 1 | 0 | 0 | 1 | 1 | 0 | 0 | 0 | 0 | 0 | 0 | 0 | 0 | 0 | 0 | 0 | 0
Clean Energy Storage: Golden Bridge Development | Electro-chemical | Lithium-ion Battery | Lithium Iron Phosphate Battery | Contracted | 5 | 3 | 34.39 | -117.4 | 0 | 0 | 0 | 0 | 0 | 1 | 0 | 0 | 0 | 0 | 0 | 0 | 1 | 0 | 0 | 1 | 1 | 0 | 0 | 0 | 0 | 0 | 0 | 0 | 0 | 0 | 0 | 0 | 0
Clean Energy Storage: Dibene | Electro-chemical | Lithium-ion Battery | Lithium Iron Phosphate Battery | Contracted | 24 | 8 | 36.9886 | -121.81 | 0 | 0 | 0 | 0 | 0 | 1 | 0 | 0 | 0 | 0 | 0 | 0 | 1 | 0 | 0 | 1 | 1 | 0 | 0 | 0 | 0 | 0 | 0 | 0 | 0 | 0 | 0 | 0 | 0
Hydrogenics Power-to-Gas | Hydrogen Storage | Hydrogen Storage | Hydrogen Storage | Contracted | 2000 | 0 | 44 | 0 | 0 | 0 | 0 | 0 | 0 | 0 | 0 | 0 | 0 | 0 | 1 | 0 | 0 | 0 | 0 | 0 | 0 | 0 | 0 | 0 | 0 | 0 | 0 | 0 | 0 | 0 | 0 | 0 | 0
Lam Takhong Wind Hydrogren Hybrid Project | Hydrogen Storage | Hydrogen Storage | Hydrogen Storage | Contracted | 300 | 3.33 | 14.9799 | 102.1 | 0 | 0 | 0 | 0 | 0 | 0 | 1 | 0 | 0 | 0 | 0 | 0 | 0 | 0 | 0 | 0 | 0 | 0 | 0 | 1 | 0 | 0 | 0 | 0 | 0 | 0 | 0 | 0 | 0
Dal Molin Thermal Energy Storage | Thermal Storage | Chilled Water Thermal Storage | Chilled Water Thermal Storage | Operational | 400 | 8 | 45.5455 | 11.54 | 0 | 0 | 0 | 0 | 1 | 0 | 1 | 0 | 0 | 0 | 0 | 0 | 0 | 0 | 0 | 0 | 0 | 0 | 0 | 0 | 0 | 0 | 0 | 0 | 0 | 0 | 0 | 0 | 0
Taunton/Berkley Community Microgrid (MASS DOER Community Resiliency) | Electro-chemical | Lithium-ion Battery | Lithium-ion Battery | Announced | 1 | 0 | 42 | -71 | 0 | 0 | 0 | 0 | 0 | 0 | 0 | 0 | 0 | 0 | 0 | 0 | 0 | 0 | 1 | 0 | 0 | 0 | 0 | 0 | 1 | 0 | 0 | 0 | 0 | 0 | 0 | 0 | 0
Boston Community Centers (MASS DOER Community Resiliency) | Electro-chemical | Lithium-ion Battery | Lithium-ion Battery | Announced | 1 | 0 | 42 | -71 | 0 | 0 | 0 | 0 | 0 | 0 | 0 | 0 | 0 | 0 | 0 | 0 | 0 | 0 | 1 | 0 | 0 | 0 | 0 | 0 | 1 | 0 | 0 | 0 | 0 | 0 | 0 | 0 | 0
Northampton Fire Department HQ (MASS DOER Community Resiliency) | Electro-chemical | Lithium-ion Battery | Lithium-ion Battery | Announced | 1 | 0 | 42 | -73 | 0 | 0 | 0 | 0 | 0 | 0 | 0 | 0 | 0 | 0 | 0 | 0 | 0 | 0 | 1 | 0 | 0 | 0 | 0 | 0 | 1 | 0 | 0 | 0 | 0 | 0 | 0 | 0 | 0
Prineville Pumped Storage | Pumped Hydro Storage | Open-loop Pumped Hydro Storage | Open-loop Pumped Hydro Storage | Announced | 150000 | 8.2 | 44.0978 | -120.1 | 0 | 0 | 0 | 0 | 0 | 0 | 0 | 1 | 1 | 1 | 0 | 0 | 0 | 0 | 0 | 0 | 0 | 0 | 1 | 1 | 0 | 0 | 0 | 0 | 0 | 0 | 0 | 0 | 0
Kingdom of Jordan - NEPCO | Electro-chemical | Lithium-ion Battery | Lithium-ion Battery | Announced | 20000 | 0 | 30.5852 | 36.24 | 0 | 0 | 0 | 0 | 0 | 0 | 1 | 0 | 0 | 0 | 0 | 1 | 1 | 0 | 0 | 0 | 0 | 0 | 1 | 1 | 0 | 0 | 0 | 0 | 0 | 0 | 0 | 0 | 0
Charlotte Hobbs Memorial Library - JuiceBox Energy | Electro-chemical | Electro-chemical | Lithium-ion Battery | Operational | 6 | 1.73 | 44 | -71 | 0 | 0 | 0 | 0 | 0 | 1 | 0 | 0 | 0 | 0 | 0 | 1 | 0 | 0 | 0 | 0 | 0 | 0 | 0 | 1 | 1 | 0 | 0 | 0 | 0 | 0 | 0 | 0 | 0
SOPRA: Food-processing factory Sustainable Powerplant | Electro-chemical | Lithium-ion Battery | Lithium Iron Phosphate Battery | Operational | 1100 | 2 | 6.9098 | 3.26 | 0 | 0 | 0 | 0 | 0 | 0 | 0 | 0 | 0 | 0 | 0 | 0 | 0 | 0 | 0 | 1 | 0 | 0 | 0 | 0 | 0 | 0 | 0 | 0 | 0 | 0 | 0 | 0 | 0
ACEA Raffineria Substation Smart Grid | Electro-chemical | Lithium-ion Battery | Lithium Ion Titanate Battery | Operational | 10 | 4.5 | 42 | 12 | 0 | 0 | 0 | 0 | 0 | 0 | 0 | 0 | 0 | 0 | 0 | 0 | 0 | 0 | 0 | 0 | 1 | 0 | 0 | 0 | 0 | 0 | 0 | 0 | 0 | 0 | 0 | 1 | 0
NextEra Canada Development &amp; Acquisitions, Inc.-Elmira | Electro-chemical | Lithium-ion Battery | Lithium-ion Battery | Announced | 2000 | 4 | 51 | -85 | 0 | 0 | 0 | 0 | 0 | 0 | 0 | 0 | 0 | 0 | 0 | 0 | 0 | 0 | 0 | 0 | 0 | 0 | 0 | 0 | 0 | 1 | 0 | 0 | 0 | 0 | 0 | 0 | 0
Green Charge Networks GreenStation Announced 19 | Electro-chemical | Lithium-ion Battery | Lithium-ion Battery | Announced | 60 | 2 | 32.7534 | -117.13 | 0 | 0 | 0 | 0 | 1 | 0 | 0 | 0 | 0 | 0 | 0 | 0 | 0 | 0 | 0 | 0 | 0 | 0 | 0 | 0 | 0 | 0 | 0 | 0 | 0 | 0 | 0 | 0 | 0
Green Charge Networks GreenStation Announced 20 | Electro-chemical | Lithium-ion Battery | Lithium-ion Battery | Announced | 60 | 2 | 33.0209 | -117.07 | 0 | 0 | 0 | 0 | 1 | 0 | 0 | 0 | 0 | 0 | 0 | 0 | 0 | 0 | 0 | 0 | 0 | 0 | 0 | 0 | 0 | 0 | 0 | 0 | 0 | 0 | 0 | 0 | 0
Green Charge Networks GreenStation Announced 21 | Electro-chemical | Lithium-ion Battery | Lithium-ion Battery | Announced | 60 | 2 | 32.8073 | -117.12 | 0 | 0 | 0 | 0 | 1 | 0 | 0 | 0 | 0 | 0 | 0 | 0 | 0 | 0 | 0 | 0 | 0 | 0 | 0 | 0 | 0 | 0 | 0 | 0 | 0 | 0 | 0 | 0 | 0
Green Charge Networks GreenStation Announced 24 | Electro-chemical | Lithium-ion Battery | Lithium-ion Battery | Announced | 60 | 2 | 32.9942 | -117.25 | 0 | 0 | 0 | 0 | 1 | 0 | 0 | 0 | 0 | 0 | 0 | 0 | 0 | 0 | 0 | 0 | 0 | 0 | 0 | 0 | 0 | 0 | 0 | 0 | 0 | 0 | 0 | 0 | 0
Green Charge Networks GreenStation Announced 33 | Electro-chemical | Lithium-ion Battery | Lithium-ion Battery | Announced | 30 | 2 | 32.7185 | -117.17 | 0 | 0 | 0 | 0 | 1 | 0 | 0 | 0 | 0 | 0 | 0 | 0 | 0 | 0 | 0 | 0 | 0 | 0 | 0 | 0 | 0 | 0 | 0 | 0 | 0 | 0 | 0 | 0 | 0
Green Charge Networks GreenStation Announced 34 | Electro-chemical | Lithium-ion Battery | Lithium-ion Battery | Announced | 60 | 2 | 32.8297 | -117.13 | 0 | 0 | 0 | 0 | 1 | 0 | 0 | 0 | 0 | 0 | 0 | 0 | 0 | 0 | 0 | 0 | 0 | 0 | 0 | 0 | 0 | 0 | 0 | 0 | 0 | 0 | 0 | 0 | 0
Green Charge Networks GreenStation Announced 18 | Electro-chemical | Lithium-ion Battery | Lithium-ion Battery | Announced | 90 | 2 | 32.7156 | -117.17 | 0 | 0 | 0 | 0 | 1 | 0 | 0 | 0 | 0 | 0 | 0 | 0 | 0 | 0 | 0 | 0 | 0 | 0 | 0 | 0 | 0 | 0 | 0 | 0 | 0 | 0 | 0 | 0 | 0
County of Santa Barbara Green Charge Networks GreenStation | Electro-chemical | Lithium-ion Battery | Lithium-ion Battery | Operational | 30 | 1 | 34 | 0 | 0 | 0 | 0 | 0 | 1 | 0 | 0 | 0 | 0 | 0 | 0 | 0 | 0 | 0 | 0 | 0 | 0 | 0 | 0 | 0 | 0 | 0 | 0 | 0 | 0 | 0 | 0 | 0 | 0
Oak Park USD - Brookside Elementary School Green Charge Networks GreenStation | Electro-chemical | Lithium-ion Battery | Lithium-ion Battery | Operational | 60 | 2 | 34.1726 | -118.76 | 0 | 0 | 0 | 0 | 1 | 0 | 0 | 0 | 0 | 0 | 0 | 0 | 0 | 0 | 0 | 0 | 0 | 0 | 0 | 0 | 0 | 0 | 0 | 0 | 0 | 0 | 0 | 0 | 0
California Fresh Market Green Charge Networks GreenStation | Electro-chemical | Lithium-ion Battery | Lithium-ion Battery | Operational | 30 | 1 | 35 | 0 | 0 | 0 | 0 | 0 | 1 | 0 | 0 | 0 | 0 | 0 | 0 | 0 | 0 | 0 | 0 | 0 | 0 | 0 | 0 | 0 | 0 | 0 | 0 | 0 | 0 | 0 | 0 | 0 | 0
MVLA High School District - Los Altos HS | Electro-chemical | Lithium-ion Battery | Lithium-ion Battery | Operational | 200 | 2 | 37 | 0 | 0 | 1 | 0 | 0 | 1 | 0 | 0 | 0 | 0 | 0 | 0 | 0 | 0 | 0 | 0 | 0 | 0 | 0 | 0 | 0 | 0 | 0 | 0 | 0 | 0 | 0 | 0 | 0 | 0
Kaiser Permanente San Rafael Green Charge Networks GreenStation | Electro-chemical | Lithium-ion Battery | Lithium-ion Battery | Operational | 30 | 1 | 38 | 0 | 0 | 0 | 0 | 0 | 1 | 0 | 0 | 0 | 0 | 0 | 0 | 0 | 0 | 0 | 0 | 0 | 0 | 0 | 0 | 0 | 0 | 0 | 0 | 0 | 0 | 0 | 0 | 0 | 0
Redwood City Parking Garage Green Charge Networks Greenstation | Electro-chemical | Lithium-ion Battery | Lithium-ion Battery | Operational | 30 | 1 | 37 | 0 | 0 | 0 | 0 | 0 | 1 | 0 | 0 | 0 | 0 | 0 | 0 | 0 | 0 | 0 | 0 | 0 | 0 | 0 | 0 | 0 | 0 | 0 | 0 | 0 | 0 | 0 | 0 | 0 | 0
Yokohama Smart City Project, SCADA Virtual Battery | Electro-chemical | Lithium-ion Battery | Lithium-ion Battery | Operational | 600 | 0 | 35 | 140 | 0 | 0 | 0 | 0 | 1 | 0 | 1 | 1 | 0 | 1 | 0 | 0 | 0 | 0 | 0 | 0 | 0 | 0 | 0 | 0 | 0 | 0 | 0 | 0 | 0 | 0 | 0 | 0 | 0
Gasado Island Renewable &amp; Off-grid Integration | Electro-chemical | Lithium-ion Battery | Lithium Polymer Battery | Operational | 1250 | 2.67 | 34.4816 | 126.05 | 0 | 0 | 0 | 1 | 0 | 0 | 0 | 0 | 0 | 0 | 0 | 0 | 0 | 0 | 1 | 0 | 0 | 0 | 1 | 1 | 0 | 0 | 0 | 0 | 0 | 0 | 0 | 0 | 0
Frequency Regulation ESS | Electro-chemical | Lithium-ion Battery | Lithium-ion Battery | Operational | 4000 | 0.5 | 34.8534 | 127.73 | 0 | 0 | 0 | 0 | 0 | 0 | 0 | 0 | 0 | 0 | 1 | 0 | 0 | 0 | 0 | 0 | 0 | 0 | 0 | 0 | 0 | 0 | 0 | 0 | 0 | 0 | 0 | 0 | 0
2013 Smart Grid Project for Peak Shifting | Electro-chemical | Lithium-ion Battery | Lithium-ion Battery | Operational | 500 | 3 | 37.7579 | 127.63 | 0 | 0 | 0 | 0 | 1 | 0 | 1 | 0 | 0 | 0 | 0 | 0 | 0 | 0 | 0 | 0 | 0 | 0 | 0 | 0 | 0 | 0 | 0 | 0 | 0 | 0 | 0 | 0 | 0
Riverside Public Utilities 5 MW Ice Energy Project | Thermal Storage | Ice Thermal Storage | Ice Thermal Storage | Announced | 5000 | 6 | 33.9533 | -117.4 | 0 | 0 | 0 | 0 | 0 | 0 | 1 | 0 | 0 | 0 | 0 | 0 | 0 | 0 | 0 | 0 | 0 | 0 | 0 | 0 | 0 | 0 | 0 | 0 | 0 | 0 | 0 | 0 | 0
Riverside Public Utilities 5 MW Ice Energy Project | Thermal Storage | Ice Thermal Storage | Ice Thermal Storage | Announced | 5000 | 6 | 34 | -117 | 0 | 0 | 0 | 0 | 0 | 0 | 1 | 0 | 0 | 0 | 0 | 0 | 0 | 0 | 0 | 0 | 0 | 0 | 0 | 1 | 0 | 1 | 0 | 0 | 0 | 0 | 0 | 0 | 0
Escondido School District-Tesla | Electro-chemical | Lithium-ion Battery | Lithium-ion Battery | Announced | 150 | 4.2 | 33.1192 | -117.09 | 0 | 0 | 0 | 0 | 0 | 0 | 1 | 0 | 0 | 0 | 0 | 0 | 0 | 0 | 0 | 0 | 0 | 0 | 0 | 0 | 0 | 0 | 0 | 0 | 0 | 0 | 0 | 0 | 0
Revelstoke Hydro Battery | Pumped Hydro Storage | Pumped Hydro Storage | Pumped Hydro Storage | Announced | 4000000 | 0 | 51 | -118 | 0 | 0 | 0 | 0 | 0 | 0 | 1 | 0 | 0 | 0 | 0 | 0 | 0 | 0 | 0 | 0 | 0 | 0 | 0 | 0 | 0 | 0 | 0 | 0 | 0 | 0 | 0 | 0 | 0
ATL-SSL 1MW/2MWh Energy Storage System | Electro-chemical | Lithium-ion Battery | Lithium Iron Phosphate Battery | Operational | 1000 | 2 | 22.925 | 113.88 | 0 | 0 | 0 | 0 | 0 | 0 | 0 | 0 | 0 | 0 | 0 | 0 | 0 | 0 | 1 | 0 | 0 | 0 | 0 | 0 | 0 | 0 | 0 | 0 | 0 | 0 | 0 | 0 | 0
Irvine Ranch Water District (IRWD) - AMS | Electro-chemical | Electro-chemical | Lithium-ion Battery | Announced | 7 | 6.85 | 33.6589 | -117.83 | 0 | 1 | 0 | 0 | 1 | 0 | 0 | 1 | 0 | 0 | 0 | 0 | 0 | 0 | 0 | 0 | 0 | 0 | 0 | 0 | 0 | 0 | 0 | 0 | 0 | 0 | 0 | 0 | 0
Liaoning Electric Power Research Institute Micro-grid Project | Electro-chemical | Flow Battery | Vanadium Redox Flow Battery | Operational | 100 | 4 | 41.8059 | 123.43 | 0 | 0 | 0 | 0 | 0 | 0 | 0 | 0 | 0 | 0 | 0 | 0 | 0 | 0 | 1 | 1 | 1 | 0 | 0 | 0 | 0 | 0 | 0 | 0 | 0 | 0 | 0 | 0 | 0
Gold Wind Smart Micro-grid VFB | Electro-chemical | Flow Battery | Vanadium Redox Flow Battery | Operational | 200 | 4 | 39.904 | 116.41 | 0 | 0 | 0 | 0 | 0 | 0 | 0 | 0 | 0 | 0 | 0 | 0 | 0 | 0 | 1 | 0 | 1 | 0 | 0 | 0 | 0 | 0 | 0 | 0 | 0 | 0 | 0 | 0 | 0
Snake Island Independent Power Supply System VFB | Electro-chemical | Flow Battery | Vanadium Redox Flow Battery | Operational | 10 | 20 | 39 | 122 | 0 | 0 | 0 | 0 | 0 | 0 | 0 | 0 | 0 | 0 | 0 | 0 | 0 | 0 | 0 | 1 | 1 | 0 | 0 | 0 | 0 | 0 | 0 | 0 | 0 | 0 | 0 | 0 | 0
Dalian EV Charging Station VFB | Electro-chemical | Flow Battery | Vanadium Redox Flow Battery | Operational | 60 | 10 | 38.914 | 121.61 | 0 | 0 | 0 | 0 | 0 | 0 | 0 | 0 | 0 | 0 | 0 | 1 | 0 | 0 | 0 | 0 | 0 | 0 | 0 | 1 | 0 | 0 | 0 | 0 | 0 | 0 | 0 | 1 | 0
RKP R&amp;D Center Building VFB | Electro-chemical | Flow Battery | Vanadium Redox Flow Battery | Operational | 60 | 5 | 38.914 | 121.61 | 0 | 0 | 0 | 0 | 0 | 0 | 0 | 0 | 0 | 0 | 0 | 0 | 0 | 0 | 0 | 0 | 0 | 0 | 0 | 1 | 0 | 0 | 0 | 0 | 0 | 0 | 0 | 0 | 0
30 MW SK Innovation BESS | Electro-chemical | Electro-chemical | Lithium-ion Battery | Announced | 30000 | 0 | 52.1205 | 11.63 | 0 | 0 | 0 | 0 | 0 | 0 | 0 | 0 | 0 | 0 | 0 | 0 | 0 | 0 | 0 | 0 | 0 | 0 | 1 | 0 | 0 | 0 | 0 | 0 | 0 | 0 | 0 | 0 | 0
SDGE Poway CES, GRC ES Program Unit 4 | Electro-chemical | Lithium-ion Battery | Lithium-ion Battery | Operational | 25 | 2 | 33 | -117 | 0 | 0 | 0 | 0 | 0 | 0 | 0 | 0 | 0 | 0 | 0 | 1 | 0 | 0 | 0 | 0 | 0 | 0 | 0 | 0 | 0 | 0 | 0 | 0 | 0 | 0 | 0 | 0 | 0
SDGE Borrego SES, GRC ES Program Unit 5 | Electro-chemical | Lithium-ion Battery | Lithium-ion Battery | Operational | 1000 | 3 | 33 | -116 | 0 | 0 | 0 | 0 | 0 | 0 | 0 | 0 | 0 | 0 | 0 | 1 | 0 | 0 | 0 | 0 | 0 | 0 | 0 | 0 | 0 | 1 | 0 | 0 | 0 | 0 | 0 | 0 | 0
SDGE C1243 Ortega HWY, GRC ES Program Unit 6 | Electro-chemical | Lithium-ion Battery | Lithium-ion Battery | Contracted | 1000 | 3 | 34 | -118 | 0 | 0 | 0 | 0 | 0 | 0 | 0 | 0 | 0 | 0 | 0 | 1 | 0 | 0 | 0 | 0 | 0 | 0 | 0 | 0 | 0 | 1 | 0 | 0 | 0 | 0 | 0 | 0 | 0
SDGE C75 Mt San Miguel, GRC ES Program Unit 7 | Electro-chemical | Lithium-ion Battery | Lithium-ion Battery | Contracted | 1000 | 3 | 33 | -117 | 0 | 0 | 0 | 0 | 0 | 0 | 0 | 0 | 0 | 0 | 0 | 0 | 0 | 0 | 1 | 0 | 0 | 0 | 0 | 0 | 0 | 1 | 0 | 0 | 0 | 0 | 0 | 0 | 0
SDGE Clairmont CES, GRC ES Program Unit 3 | Electro-chemical | Lithium-ion Battery | Lithium-ion Battery | Operational | 25 | 2 | 33 | -117 | 0 | 0 | 0 | 0 | 0 | 0 | 0 | 0 | 0 | 0 | 0 | 1 | 0 | 0 | 0 | 0 | 0 | 0 | 0 | 0 | 0 | 0 | 0 | 0 | 0 | 0 | 0 | 0 | 0
Benton PUD Battery Energy Storage | Electro-chemical | Lead-acid Battery | Valve Regulated Lead-acid Battery | Offline/Under Repair | 10 | 4 | 46 | 0 | 0 | 0 | 0 | 0 | 0 | 0 | 1 | 0 | 0 | 0 | 0 | 0 | 0 | 0 | 0 | 0 | 0 | 0 | 1 | 1 | 0 | 0 | 0 | 0 | 0 | 0 | 0 | 0 | 0
Dublin, Ireland - Gaelectric, Tesla - 1 MW BESS | Electro-chemical | Lithium-ion Battery | Lithium-ion Battery | Contracted | 1000 | 0 | 53 | -6 | 0 | 0 | 0 | 0 | 0 | 0 | 0 | 0 | 0 | 0 | 0 | 0 | 0 | 0 | 0 | 0 | 0 | 0 | 0 | 1 | 0 | 0 | 0 | 0 | 0 | 0 | 0 | 0 | 0
Whole Foods Kailua- Hawaii | Electro-chemical | Electro-chemical | Lithium-ion Battery | Under Construction | 0 | 0 | 21.4022 | -157.74 | 0 | 0 | 0 | 0 | 1 | 0 | 0 | 0 | 0 | 0 | 0 | 0 | 0 | 0 | 0 | 0 | 0 | 0 | 0 | 0 | 0 | 0 | 0 | 0 | 0 | 0 | 0 | 0 | 0
Marmora Pumped Storage | Pumped Hydro Storage | Closed-loop Pumped Hydro Storage | Closed-loop Pumped Hydro Storage | Announced | 400000 | 5 | 44.4829 | -77.68 | 0 | 0 | 0 | 0 | 0 | 0 | 1 | 1 | 0 | 0 | 1 | 0 | 0 | 0 | 0 | 0 | 0 | 0 | 1 | 0 | 0 | 0 | 0 | 0 | 0 | 0 | 0 | 0 | 0
IHI Corporation Tohoku Long Duration A123 System | Electro-chemical | Lithium-ion Battery | Lithium-ion Battery | Operational | 1000 | 2.8 | 31.7624 | 131.09 | 0 | 0 | 0 | 0 | 0 | 1 | 0 | 0 | 0 | 0 | 0 | 0 | 0 | 0 | 0 | 0 | 1 | 0 | 0 | 0 | 0 | 0 | 0 | 0 | 0 | 0 | 0 | 0 | 0
SolarCity / Tesla / Princeton Power Grid Services Project (Fremont Site 1) | Electro-chemical | Lithium-ion Battery | Lithium-ion Battery | Announced | 200 | 1 | 37.5483 | -121.99 | 0 | 0 | 0 | 0 | 1 | 1 | 0 | 0 | 0 | 0 | 0 | 0 | 0 | 0 | 0 | 0 | 0 | 0 | 0 | 1 | 1 | 0 | 0 | 0 | 0 | 0 | 0 | 0 | 0
SolarCity / Tesla / Princeton Power EV Charging Station (Fremont Site 2) | Electro-chemical | Lithium-ion Battery | Lithium-ion Battery | Announced | 30 | 1 | 37.5483 | -121.99 | 0 | 0 | 0 | 0 | 1 | 1 | 1 | 0 | 0 | 0 | 0 | 0 | 0 | 0 | 0 | 0 | 0 | 0 | 0 | 0 | 0 | 0 | 0 | 0 | 0 | 0 | 0 | 0 | 0
China Lake Microgrid | Electro-chemical | Lead-acid Battery | Advanced Lead-acid Battery | Operational | 200 | 4 | 35.6508 | -117.66 | 0 | 0 | 0 | 0 | 0 | 0 | 0 | 0 | 0 | 0 | 0 | 0 | 0 | 0 | 0 | 1 | 0 | 0 | 0 | 0 | 0 | 0 | 0 | 0 | 0 | 0 | 0 | 0 | 0
Freqcon&#039;s Tallaght Smart Grid Testbed, Dublin Ecoult | Electro-chemical | Electro-chemical | Hybrid Lead-acid Battery/Electro-chemical Capacitor | Operational | 7 | 10 | 53 | -6 | 0 | 0 | 0 | 0 | 0 | 0 | 0 | 0 | 0 | 0 | 0 | 1 | 1 | 0 | 0 | 0 | 0 | 0 | 0 | 0 | 0 | 0 | 0 | 0 | 0 | 0 | 0 | 0 | 0
Asheville Plant - Duke Energy | Electro-chemical | Electro-chemical | Lithium-ion Battery | Announced | 5000 | 0 | 35.4782 | -82.55 | 0 | 1 | 0 | 0 | 0 | 0 | 0 | 0 | 0 | 0 | 0 | 0 | 0 | 0 | 0 | 1 | 0 | 0 | 0 | 0 | 0 | 0 | 0 | 0 | 0 | 0 | 0 | 0 | 0
20 kW / 187 kWh - SABIC Home of Innovation - Saft | Electro-chemical | Electro-chemical | Lithium-ion Battery | Announced | 20 | 9.35 | 25.0054 | 46.54 | 0 | 0 | 0 | 0 | 0 | 0 | 0 | 0 | 0 | 0 | 0 | 0 | 0 | 1 | 1 | 0 | 0 | 0 | 1 | 0 | 1 | 0 | 0 | 0 | 0 | 0 | 0 | 0 | 0
Pedreira Pumped Hydro Power Station | Pumped Hydro Storage | Open-loop Pumped Hydro Storage | Open-loop Pumped Hydro Storage | Operational | 20000 | 0 | -22.7418 | -46.9 | 0 | 0 | 0 | 0 | 0 | 0 | 1 | 1 | 0 | 0 | 0 | 0 | 0 | 0 | 0 | 0 | 0 | 0 | 0 | 0 | 0 | 0 | 0 | 0 | 0 | 0 | 0 | 0 | 0
Anderson Pumped Storage | Pumped Hydro Storage | Closed-loop Pumped Hydro | Closed-loop Pumped Hydro Storage | Announced | 80000 | 12 | 42.9488 | -115.3 | 0 | 0 | 0 | 0 | 0 | 0 | 0 | 1 | 1 | 1 | 1 | 0 | 0 | 0 | 0 | 0 | 0 | 0 | 0 | 0 | 0 | 0 | 0 | 0 | 0 | 0 | 0 | 0 | 0
Black Canyon Pumped Storage | Pumped Hydro Storage | Pumped Hydro | Pumped Hydro Storage | Announced | 1000000 | 11 | 41.8023 | -107.24 | 0 | 0 | 0 | 0 | 0 | 0 | 0 | 1 | 1 | 1 | 1 | 0 | 0 | 0 | 0 | 0 | 0 | 0 | 0 | 0 | 0 | 0 | 0 | 0 | 0 | 0 | 0 | 0 | 0
Rose Creek Pumped Storage | Pumped Hydro Storage | Pumped Hydro | Pumped Hydro Storage | Announced | 250000 | 12 | 38.4343 | -118.49 | 0 | 0 | 0 | 0 | 0 | 0 | 0 | 1 | 1 | 1 | 1 | 0 | 0 | 0 | 0 | 0 | 0 | 0 | 0 | 0 | 0 | 0 | 0 | 0 | 0 | 0 | 0 | 0 | 0
White Pine Pumped Storage | Pumped Hydro Storage | Closed-loop Pumped Hydro | Closed-loop Pumped Hydro Storage | Announced | 750000 | 12 | 37.9274 | -114.45 | 0 | 0 | 0 | 0 | 0 | 0 | 0 | 1 | 1 | 1 | 1 | 0 | 0 | 0 | 0 | 0 | 0 | 0 | 0 | 0 | 0 | 0 | 0 | 0 | 0 | 0 | 0 | 0 | 0
Con Edison/Eos Energy Storage Distributed Energy Storage Pilot | Electro-chemical | Metal Air Battery | Zinc Air Battery | Announced | 1000 | 6 | 41 | 0 | 0 | 0 | 0 | 0 | 0 | 0 | 1 | 0 | 0 | 0 | 0 | 1 | 0 | 0 | 0 | 0 | 0 | 0 | 0 | 0 | 0 | 1 | 0 | 0 | 0 | 0 | 0 | 0 | 0
Power Station Generation Storage | Thermal Storage | Chilled Water Thermal Storage | Chilled Water Thermal Storage | Operational | 6000 | 8 | 40 | -75 | 0 | 0 | 0 | 0 | 0 | 0 | 1 | 0 | 0 | 0 | 0 | 0 | 0 | 0 | 0 | 0 | 0 | 0 | 0 | 0 | 0 | 0 | 0 | 1 | 0 | 0 | 0 | 0 | 0
1 MW - SunSmart Emergency Shelters Program | Electro-chemical | Lead-acid Battery | Lead-acid Battery | Operational | 1000 | 0 | 29.2739 | -82.15 | 0 | 0 | 0 | 0 | 0 | 0 | 0 | 0 | 0 | 0 | 0 | 0 | 0 | 0 | 0 | 0 | 0 | 0 | 0 | 0 | 1 | 0 | 0 | 0 | 0 | 0 | 0 | 0 | 0
Guodian Supply-Side Energy Storage Project | Electro-chemical | Lithium-ion Battery | Lithium-ion Battery | Contracted | 5000 | 2 | 39.1002 | 121.72 | 0 | 0 | 0 | 0 | 0 | 0 | 0 | 0 | 0 | 0 | 0 | 0 | 0 | 0 | 0 | 0 | 0 | 0 | 1 | 0 | 0 | 0 | 0 | 0 | 0 | 0 | 0 | 0 | 0
Guangdong Nuclear Power Corp - BYD | Electro-chemical | Lithium-ion Battery | Lithium Iron Phosphate Battery | Contracted | 2500 | 1.4 | 23.1118 | 114.42 | 1 | 0 | 0 | 0 | 0 | 0 | 0 | 0 | 0 | 0 | 0 | 0 | 0 | 0 | 0 | 1 | 0 | 0 | 0 | 0 | 1 | 0 | 0 | 0 | 0 | 0 | 0 | 0 | 0
Zhangbei 1 MW Battery Project for State Grid Company | Electro-chemical | Lithium-ion Battery | Lithium Iron Phosphate Battery | Operational | 1000 | 36 | 41.2189 | 114.74 | 0 | 0 | 0 | 0 | 0 | 0 | 0 | 0 | 0 | 0 | 1 | 0 | 0 | 0 | 0 | 0 | 0 | 0 | 1 | 1 | 0 | 0 | 0 | 0 | 0 | 0 | 0 | 0 | 0
ZheJiang 250 kW/250 kWh ESS | Electro-chemical | Lithium-ion Battery | Lithium Iron Phosphate Battery | Operational | 250 | 1 | 30 | 122 | 0 | 0 | 1 | 1 | 0 | 0 | 0 | 0 | 0 | 0 | 0 | 0 | 0 | 0 | 0 | 0 | 0 | 0 | 0 | 0 | 0 | 0 | 0 | 0 | 0 | 0 | 0 | 0 | 0
Fujian Electric Institute 125 kW/250 kWh ESS | Electro-chemical | Lithium-ion Battery | Lithium Iron Phosphate Battery | Operational | 125 | 2 | 26.0745 | 119.3 | 0 | 0 | 0 | 0 | 0 | 0 | 0 | 0 | 0 | 0 | 0 | 1 | 0 | 0 | 0 | 0 | 0 | 0 | 0 | 0 | 0 | 0 | 0 | 0 | 0 | 0 | 0 | 0 | 0
Axion Solar Farm 9.1 MW Coatesville | Electro-chemical | Lead-acid Battery | Lead Carbon Battery | Announced | 9000 | 0 | 41.0037 | -80.35 | 0 | 0 | 0 | 0 | 0 | 0 | 0 | 0 | 0 | 0 | 1 | 0 | 0 | 0 | 0 | 0 | 0 | 0 | 0 | 1 | 0 | 0 | 0 | 0 | 0 | 0 | 0 | 0 | 0
Fomo Pumped-hydro Storage Station (ä½›ç£¨) | Pumped Hydro Storage | Open-loop Pumped Hydro Storage | Open-loop Pumped Hydro Storage | Operational | 160000 | 0 | 31.3928 | 116.33 | 0 | 0 | 0 | 0 | 0 | 0 | 1 | 1 | 0 | 0 | 0 | 0 | 0 | 0 | 0 | 0 | 0 | 0 | 0 | 0 | 0 | 0 | 0 | 0 | 0 | 0 | 0 | 0 | 0
Abdelmoumen Pumped Storage Power Station | Pumped Hydro Storage | Open-loop Pumped Hydro Storage | Open-loop Pumped Hydro Storage | Announced | 350000 | 0 | 30.6752 | -9.2 | 0 | 0 | 0 | 0 | 0 | 0 | 1 | 0 | 0 | 1 | 1 | 0 | 0 | 0 | 0 | 0 | 0 | 0 | 0 | 1 | 0 | 0 | 0 | 0 | 0 | 0 | 0 | 0 | 0
SCE Home Battery Pilot | Electro-chemical | Lithium-ion Battery | Lithium-ion Battery | Contracted | 80 | 2.5 | 34.0806 | -118.07 | 0 | 1 | 0 | 0 | 0 | 1 | 0 | 0 | 0 | 0 | 0 | 0 | 0 | 0 | 0 | 0 | 1 | 0 | 1 | 0 | 0 | 0 | 0 | 0 | 0 | 0 | 0 | 0 | 0
Hydro Pumped Storage Amfilochia | Pumped Hydro Storage | Closed-loop Pumped Hydro Storage | Closed-loop Pumped Hydro Storage | Announced | 680000 | 24 | 38.8633 | 21.17 | 0 | 0 | 0 | 0 | 0 | 0 | 0 | 0 | 1 | 0 | 1 | 0 | 0 | 1 | 0 | 0 | 0 | 1 | 1 | 1 | 0 | 0 | 0 | 0 | 0 | 0 | 0 | 0 | 1
Flat Holm Microgrid Project | Electro-chemical | Lead-acid Battery | Lead-acid Battery | Operational | 5 | 5 | 51.3779 | -3.12 |  | 0 | 0 | 0 | 0 | 0 | 0 | 0 | 1 | 0 | 0 | 0 | 0 | 0 | 0 | 0 | 0 | 1 | 0 | 0 | 1 | 0 | 0 | 0 | 0 | 0 | 0 | 0 | 0 | 0
Handeck 3 Pumped Hydro Storage Power Station | Pumped Hydro Storage | Open-loop Pumped Hydro Storage | Open-loop Pumped Hydro Storage | Operational | 55000 | 0 | 46.6553 | 8.29 | DD.11.YYYY 21:11:14 | 0 | 0 | 0 | 0 | 0 | 0 | 1 | 1 | 0 | 0 | 0 | 0 | 0 | 0 | 0 | 0 | 0 | 0 | 0 | 0 | 0 | 0 | 0 | 0 | 0 | 0 | 0 | 0 | 0
Green Charge Networks GreenStation Announced 22 | Electro-chemical | Lithium-ion Battery | Lithium-ion Battery | Announced | 30 | 2 | 34 | 0 | 0 | 0 | 0 | 0 | 1 | 0 | 0 | 0 | 0 | 0 | 0 | 0 | 0 | 0 | 0 | 0 | 0 | 0 | 0 | 0 | 0 | 0 | 0 | 0 | 0 | 0 | 0 | 0 | 0
Green Charge Networks GreenStation Announced 23 | Electro-chemical | Lithium-ion Battery | Lithium-ion Battery | Announced | 30 | 2 | 34 | 0 | 0 | 0 | 0 | 0 | 1 | 0 | 0 | 0 | 0 | 0 | 0 | 0 | 0 | 0 | 0 | 0 | 0 | 0 | 0 | 0 | 0 | 0 | 0 | 0 | 0 | 0 | 0 | 0 | 0
Green Charge Networks GreenStation Announced 25 | Electro-chemical | Lithium-ion Battery | Lithium-ion Battery | Announced | 30 | 2 | 37 | 0 | 0 | 0 | 0 | 0 | 1 | 0 | 0 | 0 | 0 | 0 | 0 | 0 | 0 | 0 | 0 | 0 | 0 | 0 | 0 | 0 | 0 | 0 | 0 | 0 | 0 | 0 | 0 | 0 | 0
Green Charge Networks GreenStation Announced 26 | Electro-chemical | Lithium-ion Battery | Lithium-ion Battery | Announced | 200 | 2 | 34 | 0 | 0 | 0 | 0 | 0 | 1 | 0 | 0 | 0 | 0 | 0 | 0 | 0 | 0 | 0 | 0 | 0 | 0 | 0 | 0 | 0 | 0 | 0 | 0 | 0 | 0 | 0 | 0 | 0 | 0
Green Charge Networks GreenStation Announced 27 | Electro-chemical | Lithium-ion Battery | Lithium-ion Battery | Announced | 60 | 2 | 34 | 0 | 0 | 0 | 0 | 0 | 1 | 0 | 0 | 0 | 0 | 0 | 0 | 0 | 0 | 0 | 0 | 0 | 0 | 0 | 0 | 0 | 0 | 0 | 0 | 0 | 0 | 0 | 0 | 0 | 0
Green Charge Networks GreenStation Announced 28 | Electro-chemical | Lithium-ion Battery | Lithium-ion Battery | Announced | 60 | 2 | 34 | 0 | 0 | 0 | 0 | 0 | 1 | 0 | 0 | 0 | 0 | 0 | 0 | 0 | 0 | 0 | 0 | 0 | 0 | 0 | 0 | 0 | 0 | 0 | 0 | 0 | 0 | 0 | 0 | 0 | 0
Green Charge Networks GreenStation Announced 29 | Electro-chemical | Lithium-ion Battery | Lithium-ion Battery | Announced | 90 | 2 | 34 | 0 | 0 | 0 | 0 | 0 | 1 | 0 | 0 | 0 | 0 | 0 | 0 | 0 | 0 | 0 | 0 | 0 | 0 | 0 | 0 | 0 | 0 | 0 | 0 | 0 | 0 | 0 | 0 | 0 | 0
Green Charge Networks GreenStation Announced 30 | Electro-chemical | Lithium-ion Battery | Lithium-ion Battery | Announced | 400 | 2 | 34 | 0 | 0 | 0 | 0 | 0 | 1 | 0 | 0 | 0 | 0 | 0 | 0 | 0 | 0 | 0 | 0 | 0 | 0 | 0 | 0 | 0 | 0 | 0 | 0 | 0 | 0 | 0 | 0 | 0 | 0
Green Charge Networks GreenStation Announced 31 | Electro-chemical | Lithium-ion Battery | Lithium-ion Battery | Announced | 90 | 2 | 37 | 0 | 0 | 0 | 0 | 0 | 1 | 0 | 0 | 0 | 0 | 0 | 0 | 0 | 0 | 0 | 0 | 0 | 0 | 0 | 0 | 0 | 0 | 0 | 0 | 0 | 0 | 0 | 0 | 0 | 0
Green Charge Networks GreenStation Announced 5 | Electro-chemical | Lithium-ion Battery | Lithium-ion Battery | Announced | 180 | 1 | 37 | 0 | 0 | 0 | 0 | 0 | 1 | 0 | 0 | 0 | 0 | 0 | 0 | 0 | 0 | 0 | 0 | 0 | 0 | 0 | 0 | 0 | 0 | 0 | 0 | 0 | 0 | 0 | 0 | 0 | 0
Green Charge Networks GreenStation Announced 6 | Electro-chemical | Lithium-ion Battery | Lithium-ion Battery | Announced | 200 | 2 | 37 | 0 | 0 | 0 | 0 | 0 | 1 | 0 | 0 | 0 | 0 | 0 | 0 | 0 | 0 | 0 | 0 | 0 | 0 | 0 | 0 | 0 | 0 | 0 | 0 | 0 | 0 | 0 | 0 | 0 | 0
Green Charge Networks GreenStation Announced 7 | Electro-chemical | Lithium-ion Battery | Lithium-ion Battery | Announced | 60 | 1 | 37 | 0 | 0 | 0 | 0 | 0 | 1 | 0 | 0 | 0 | 0 | 0 | 0 | 0 | 0 | 0 | 0 | 0 | 0 | 0 | 0 | 0 | 0 | 0 | 0 | 0 | 0 | 0 | 0 | 0 | 0
Green Charge Networks GreenStation Announced 8 | Electro-chemical | Lithium-ion Battery | Lithium-ion Battery | Announced | 60 | 1 | 37 | 0 | 0 | 0 | 0 | 0 | 1 | 0 | 0 | 0 | 0 | 0 | 0 | 0 | 0 | 0 | 0 | 0 | 0 | 0 | 0 | 0 | 0 | 0 | 0 | 0 | 0 | 0 | 0 | 0 | 0
Green Charge Networks GreenStation Announced 9 | Electro-chemical | Lithium-ion Battery | Lithium-ion Battery | Announced | 200 | 2 | 37 | 0 | 0 | 0 | 0 | 0 | 1 | 0 | 0 | 0 | 0 | 0 | 0 | 0 | 0 | 0 | 0 | 0 | 0 | 0 | 0 | 0 | 0 | 0 | 0 | 0 | 0 | 0 | 0 | 0 | 0
Green Charge Networks GreenStation Announced 10 | Electro-chemical | Lithium-ion Battery | Lithium-ion Battery | Announced | 200 | 2 | 37 | 0 | 0 | 0 | 0 | 0 | 1 | 0 | 0 | 0 | 0 | 0 | 0 | 0 | 0 | 0 | 0 | 0 | 0 | 0 | 0 | 0 | 0 | 0 | 0 | 0 | 0 | 0 | 0 | 0 | 0
Green Charge Networks GreenStation Announced 11 | Electro-chemical | Lithium-ion Battery | Lithium-ion Battery | Announced | 60 | 1 | 37 | 0 | 0 | 0 | 0 | 0 | 1 | 0 | 0 | 0 | 0 | 0 | 0 | 0 | 0 | 0 | 0 | 0 | 0 | 0 | 0 | 0 | 0 | 0 | 0 | 0 | 0 | 0 | 0 | 0 | 0
Green Charge Networks GreenStation Announced 13 | Electro-chemical | Lithium-ion Battery | Lithium-ion Battery | Announced | 1000 | 2 | 38 | 0 | 0 | 0 | 0 | 0 | 1 | 0 | 0 | 0 | 0 | 0 | 0 | 0 | 0 | 0 | 0 | 0 | 0 | 0 | 0 | 0 | 0 | 0 | 0 | 0 | 0 | 0 | 0 | 0 | 0
Green Charge Networks GreenStation Announced 14 | Electro-chemical | Lithium-ion Battery | Lithium-ion Battery | Announced | 60 | 2 | 34 | 0 | 0 | 0 | 0 | 0 | 1 | 0 | 0 | 0 | 0 | 0 | 0 | 0 | 0 | 0 | 0 | 0 | 0 | 0 | 0 | 0 | 0 | 0 | 0 | 0 | 0 | 0 | 0 | 0 | 0
Green Charge Networks GreenStation Announced 15 | Electro-chemical | Lithium-ion Battery | Lithium-ion Battery | Announced | 200 | 2 | 34 | 0 | 0 | 0 | 0 | 0 | 1 | 0 | 0 | 0 | 0 | 0 | 0 | 0 | 0 | 0 | 0 | 0 | 0 | 0 | 0 | 0 | 0 | 0 | 0 | 0 | 0 | 0 | 0 | 0 | 0
Green Charge Networks GreenStation Announced 16 | Electro-chemical | Lithium-ion Battery | Lithium-ion Battery | Announced | 200 | 2 | 34 | 0 | 0 | 0 | 0 | 0 | 1 | 0 | 0 | 0 | 0 | 0 | 0 | 0 | 0 | 0 | 0 | 0 | 0 | 0 | 0 | 0 | 0 | 0 | 0 | 0 | 0 | 0 | 0 | 0 | 0
Green Charge Networks GreenStation Announced 17 | Electro-chemical | Lithium-ion Battery | Lithium-ion Battery | Announced | 400 | 2 | 34 | 0 | 0 | 0 | 0 | 0 | 1 | 0 | 0 | 0 | 0 | 0 | 0 | 0 | 0 | 0 | 0 | 0 | 0 | 0 | 0 | 0 | 0 | 0 | 0 | 0 | 0 | 0 | 0 | 0 | 0
Green Charge Networks GreenStation Announced 1 | Electro-chemical | Lithium-ion Battery | Lithium-ion Battery | Announced | 120 | 1 | 37 | 0 | 0 | 0 | 0 | 0 | 1 | 0 | 0 | 0 | 0 | 0 | 0 | 0 | 0 | 0 | 0 | 0 | 0 | 0 | 0 | 0 | 0 | 0 | 0 | 0 | 0 | 0 | 0 | 0 | 0
Green Charge Networks GreenStation Announced 2 | Electro-chemical | Lithium-ion Battery | Lithium-ion Battery | Announced | 60 | 1 | 37 | 0 | 0 | 0 | 0 | 0 | 1 | 0 | 0 | 0 | 0 | 0 | 0 | 0 | 0 | 0 | 0 | 0 | 0 | 0 | 0 | 0 | 0 | 0 | 0 | 0 | 0 | 0 | 0 | 0 | 0
Green Charge Networks GreenStation Announced 3 | Electro-chemical | Lithium-ion Battery | Lithium-ion Battery | Announced | 60 | 1 | 37 | 0 | 0 | 0 | 0 | 0 | 1 | 0 | 0 | 0 | 0 | 0 | 0 | 0 | 0 | 0 | 0 | 0 | 0 | 0 | 0 | 0 | 0 | 0 | 0 | 0 | 0 | 0 | 0 | 0 | 0
Green Charge Networks GreenStation Announced 4 | Electro-chemical | Lithium-ion Battery | Lithium-ion Battery | Announced | 60 | 1 | 37 | 0 | 0 | 0 | 0 | 0 | 1 | 0 | 0 | 0 | 0 | 0 | 0 | 0 | 0 | 0 | 0 | 0 | 0 | 0 | 0 | 0 | 0 | 0 | 0 | 0 | 0 | 0 | 0 | 0 | 0
20 MW - Puerto Rico - Fonroche / Schneider Electric | Electro-chemical | Electro-chemical | Lithium-ion Battery | Operational | 20 | 0 | 26 | -98 | 0 | 0 | 0 | 0 | 0 | 0 | 0 | 0 | 0 | 0 | 1 | 0 | 0 | 0 | 0 | 0 | 0 | 1 | 0 | 0 | 0 | 0 | 0 | 0 | 0 | 0 | 0 | 0 | 1
Foula Community Electricity Scheme | Electro-chemical | Lead-acid Battery | Lead-acid Battery | Operational | 16 | 5 | 60 | -2 | DD.15.YYYY 17:15:44 | 0 | 0 | 0 | 0 | 0 | 0 | 0 | 0 | 0 | 0 | 0 | 0 | 0 | 0 | 0 | 0 | 1 | 0 | 0 | 1 | 0 | 0 | 0 | 0 | 0 | 0 | 0 | 0 | 0
Solar-thermal Hybrid Compressed Air Energy Storage (STHC-100) | Electro-mechanical | Electrical-mechanical | Compressed Air Energy Storage | Operational | 100 | 0.5 | 36.5981 | 101.8222 | 0 | 0 | 0 | 0 | 0 | 0 | 0 | 0 | 0 | 0 | 0 | 0 | 0 | 0 | 1 | 0 | 0 | 0 | 0 | 1 | 0 | 0 | 0 | 0 | 0 | 0 | 0 | 0 | 0
Leinster Nickel Operation PowerStore Flywheel - 1 MW PowerStore system | Electro-mechanical | Flywheel | Flywheel | Operational | 1000 | 0 | -27.9128 | 120.6974 | 0 | 0 | 0 | 0 | 0 | 0 | 0 | 0 | 0 | 0 | 1 | 0 | 0 | 0 | 0 | 0 | 0 | 0 | 0 | 0 | 0 | 0 | 0 | 0 | 0 | 0 | 0 | 0 | 1
Adele CAES Project - Sachsen-Anhalt, Germany | Electro-mechanical | Compressed Air Energy Storage | Compressed Air Energy Storage | Announced | 200000 | 5 | 51.8609 | 11.579 | 0 | 0 | 0 | 0 | 0 | 0 | 1 | 1 | 0 | 0 | 0 | 0 | 0 | 0 | 0 | 0 | 0 | 0 | 0 | 0 | 0 | 0 | 0 | 0 | 0 | 0 | 0 | 0 | 0
Blue Solutions - CanalOlympia Brazzaville 140kWc Solar Power and 400kWh Battery Storage | Lithium Ion Battery | Lithium Polymer Battery | Lithium Polymer Battery | Operational | 100 | 4 | -4.1621 | 15.1738 | 0 | 0 | 0 | 0 | 0 | 0 | 0 | 0 | 0 | 0 | 0 | 0 | 0 | 0 | 1 | 1 | 1 | 0 | 0 | 1 | 0 | 0 | 0 | 0 | 0 | 0 | 0 | 0 | 0
Blue Solutions - CanalOlympia Antananarivo 140kWc Solar Power and 400kWh Battery Storage | Lithium Ion Battery | Lithium Polymer Battery | Lithium Polymer Battery | Operational | 100 | 4 | -18.52 | 47.3 | 0 | 0 | 0 | 0 | 0 | 0 | 0 | 0 | 0 | 0 | 0 | 0 | 0 | 0 | 1 | 1 | 1 | 0 | 0 | 1 | 0 | 0 | 0 | 0 | 0 | 0 | 0 | 0 | 0
Blue Solutions - NÃ®mes 200kWh of LMP Batteries | Electro-chemical | Lead-acid Battery | Advanced Lead-acid Battery | De-Commissioned | 50 | 4 | 43.504 | 4.2136 | 0 | 0 | 0 | 0 | 0 | 0 | 0 | 0 | 0 | 0 | 0 | 0 | 0 | 0 | 0 | 0 | 1 | 0 | 0 | 1 | 0 | 0 | 0 | 0 | 0 | 0 | 0 | 0 | 0
Blue Solutions - Tulle 200kWh of LMP Batteries | Lithium Ion Battery | Lithium Polymer Battery | Lithium Polymer Battery | Operational | 50 | 4 | 45.154 | 1.4655 | 0 | 0 | 0 | 0 | 0 | 0 | 0 | 0 | 0 | 0 | 0 | 0 | 0 | 0 | 0 | 0 | 1 | 0 | 0 | 1 | 0 | 0 | 0 | 0 | 0 | 0 | 0 | 0 | 0
Blue Solutions - Le-Puy-en-Velay 35kWc PV | Lithium Ion Battery | Lithium Polymer Battery | Lithium Polymer Battery | Operational | 20 | 4 | 45.2287 | 3.5322 | 0 | 0 | 0 | 0 | 0 | 0 | 0 | 0 | 0 | 0 | 0 | 0 | 0 | 0 | 0 | 0 | 1 | 0 | 0 | 1 | 0 | 0 | 0 | 0 | 0 | 0 | 0 | 0 | 0
Blue Solutions - Vaucresson 2MWh LMP | Lithium Ion Battery | Lithium Polymer Battery | Lithium Polymer Battery | Operational | 500 | 4 | 48.5052 | 2.1032 | 0 | 0 | 0 | 0 | 0 | 0 | 0 | 0 | 0 | 0 | 0 | 0 | 0 | 0 | 0 | 0 | 0 | 0 | 0 | 0 | 1 | 0 | 0 | 0 | 0 | 0 | 0 | 0 | 0
Blue Solutions - Odet 2MWh LMP Battery System | Lithium Ion Battery | Lithium Polymer Battery | Lithium Polymer Battery | Operational | 500 | 4 | 48.1312 | -4.1162 | 0 | 1 | 0 | 0 | 0 | 0 | 0 | 0 | 0 | 0 | 1 | 0 | 0 | 0 | 0 | 0 | 0 | 0 | 0 | 0 | 0 | 0 | 0 | 0 | 0 | 0 | 0 | 0 | 1
Autonomous Lithium Ion Battery shelter â€“ Tanzania | Lithium Ion Battery | Lithium Polymer Battery | Lithium Polymer Battery | Operational | 50 | 2 | -1.32 | 31.9 | 0 | 0 | 0 | 0 | 0 | 0 | 0 | 0 | 0 | 0 | 0 | 0 | 0 | 0 | 1 | 1 | 1 | 0 | 0 | 1 | 0 | 0 | 0 | 0 | 0 | 0 | 0 | 0 | 0
Angas A-CAES (Advanced Compressed Air Energy Storage) Project â€“ Hydrostor | Compressed Air Energy Storage | Compressed Air Energy Storage | Compressed Air Energy Storage | Under Construction | 5000 | 2 | -35.251 | 138.916 | 0 | 1 | 0 | 0 | 0 | 0 | 1 | 1 | 0 | 1 | 0 | 0 | 0 | 0 | 0 | 0 | 0 | 0 | 1 | 1 | 1 | 0 | 0 | 0 | 0 | 0 | 0 | 0 | 1
Goderich A-CAES (Advanced Compressed Air Energy Storage) Commercial Demonstration Facility â€“ Hydrostor | Compressed Air Energy Storage | Compressed Air Energy Storage | Compressed Air Energy Storage | Contracted | 1750 | 4 | 43.732 | -81.6905 | 0 | 0 | 0 | 0 | 0 | 0 | 1 | 1 | 0 | 0 | 0 | 0 | 0 | 0 | 0 | 0 | 0 | 0 | 1 | 1 | 0 | 0 | 0 | 0 | 0 | 0 | 0 | 0 | 0
Toronto A-CAES (Advanced Compressed Air Energy Storage) Technical Demonstration Facility â€“ Hydrostor | Compressed Air Energy Storage | Compressed Air Energy Storage | Compressed Air Energy Storage | Operational | 660 | 1 | 43.613 | -79.381 | 0 | 0 | 0 | 0 | 0 | 0 | 1 | 0 | 0 | 0 | 0 | 0 | 0 | 0 | 0 | 0 | 0 | 0 | 0 | 0 | 0 | 0 | 0 | 0 | 0 | 0 | 0 | 0 | 0
Canyon Creek Pumped Hydro Energy Storage Project | Pumped Hydro Storage | Closed-loop Pumped Hydro Storage | Closed-loop Pumped Hydro Storage | Announced | 75000 | 37 | 53.5097 | -117.4226 | 0 | 0 | 0 | 0 | 0 | 0 | 1 | 1 | 1 | 1 | 0 | 0 | 0 | 1 | 0 | 0 | 0 | 0 | 1 | 0 | 0 | 0 | 0 | 0 | 0 | 0 | 0 | 0 | 0
TOA 125 kW/250 kWh ESS | Electro-chemical | Lithium-ion Battery | Lithium Iron Phosphate Battery | Operational | 125 | 2 | 23.6978 | 120.96 | 0 | 0 | 0 | 0 | 0 | 0 | 0 | 0 | 0 | 0 | 0 | 1 | 0 | 0 | 0 | 0 | 0 | 0 | 0 | 0 | 0 | 0 | 0 | 0 | 0 | 0 | 0 | 0 | 0
TOA 250 kW/500 kWh ESS | Electro-chemical | Lithium-ion Battery | Lithium Iron Phosphate Battery | Operational | 250 | 2 | 23.6978 | 120.96 | 0 | 0 | 0 | 0 | 0 | 0 | 0 | 0 | 0 | 0 | 0 | 1 | 0 | 0 | 0 | 0 | 0 | 0 | 0 | 0 | 0 | 0 | 0 | 0 | 0 | 0 | 0 | 0 | 0
TOA 250 kW/750 kWh ESS | Electro-chemical | Lithium-ion Battery | Lithium Iron Phosphate Battery | Operational | 250 | 3 | 23.6978 | 120.96 | 0 | 0 | 0 | 0 | 0 | 0 | 0 | 0 | 0 | 0 | 0 | 1 | 0 | 0 | 0 | 0 | 0 | 0 | 0 | 0 | 0 | 0 | 0 | 0 | 0 | 0 | 0 | 0 | 0
Woojin/Maxwell Incheon Line 2 - Wanjeong Station (205) | Electro-chemical | Electro-chemical Capacitor | Electro-chemical Capacitor | Operational | 1200 | 0 | 37.4764 | 126.62 | 0 | 0 | 0 | 0 | 0 | 0 | 1 | 0 | 0 | 0 | 0 | 0 | 0 | 0 | 0 | 0 | 0 | 0 | 0 | 0 | 0 | 0 | 0 | 0 | 0 | 0 | 0 | 1 | 1
TOA 100 kW/250 kWh ESS | Electro-chemical | Lithium-ion Battery | Lithium Iron Phosphate Battery | Operational | 100 | 2.5 | 23.6978 | 120.96 | 0 | 0 | 0 | 0 | 0 | 0 | 0 | 0 | 0 | 0 | 0 | 1 | 0 | 0 | 0 | 0 | 0 | 0 | 0 | 0 | 0 | 0 | 0 | 0 | 0 | 0 | 0 | 0 | 0
JiangSu ChangZhou 100 kW/250 kWh ESS | Electro-chemical | Lithium-ion Battery | Lithium Iron Phosphate Battery | Operational | 100 | 2.5 | 31.8112 | 119.97 | 0 | 0 | 1 | 0 | 0 | 0 | 0 | 0 | 0 | 0 | 0 | 0 | 0 | 0 | 0 | 0 | 0 | 0 | 0 | 0 | 0 | 0 | 0 | 0 | 0 | 0 | 0 | 0 | 0
POSCO Secondary Battery Research Activity | Electro-chemical | Sodium based Battery | Sodium-nickel-chloride Battery | Operational | 198 | 0.7 | 37.4563 | 126.71 | 0 | 0 | 0 | 0 | 0 | 0 | 1 | 1 | 0 | 0 | 0 | 0 | 0 | 0 | 0 | 0 | 0 | 0 | 0 | 0 | 0 | 0 | 0 | 0 | 0 | 0 | 0 | 0 | 0
State Grid Shanghai FIAMM Battery Project | Electro-chemical | Sodium based Battery | Sodium-nickel-chloride Battery | Operational | 100 | 1.7 | 31.2307 | 121.47 | 0 | 0 | 0 | 0 | 0 | 0 | 0 | 0 | 1 | 0 | 0 | 0 | 0 | 1 | 0 | 0 | 1 | 0 | 0 | 0 | 0 | 0 | 0 | 0 | 0 | 0 | 0 | 0 | 0
Rellswerk Pumped Hydro Project | Pumped Hydro Storage | Open-loop Pumped Hydro Storage | Open-loop Pumped Hydro Storage | Operational | 12000 | 0 | 47.0532 | 9.75 | 0 | 0 | 0 | 0 | 0 | 0 | 1 | 1 | 0 | 0 | 0 | 0 | 0 | 0 | 0 | 0 | 0 | 0 | 0 | 0 | 0 | 0 | 0 | 0 | 0 | 0 | 0 | 0 | 0
Aguayo II Pumped Storage Power Plant | Pumped Hydro Storage | Open-loop Pumped Hydro Storage | Open-loop Pumped Hydro Storage | Operational | 1014000 | 0 | 43.1276 | -4.06 | 0 | 0 | 0 | 0 | 0 | 0 | 1 | 1 | 0 | 1 | 0 | 0 | 0 | 0 | 0 | 0 | 0 | 0 | 0 | 1 | 0 | 0 | 0 | 0 | 0 | 0 | 0 | 0 | 0
Liyang Pumped Storage Power Station | Pumped Hydro Storage | Open-loop Pumped Hydro Storage | Open-loop Pumped Hydro Storage | Operational | 1500000 | 0 | 31.2866 | 119.42 | 0 | 0 | 0 | 0 | 0 | 0 | 1 | 1 | 0 | 0 | 0 | 0 | 0 | 1 | 0 | 0 | 0 | 0 | 0 | 0 | 0 | 0 | 0 | 0 | 0 | 0 | 0 | 0 | 0
Hongping Pumped Storage Power Station | Pumped Hydro Storage | Open-loop Pumped Hydro Storage | Open-loop Pumped Hydro Storage | Operational | 1200000 | 0 | 27.9597 | 116.47 | 0 | 0 | 0 | 0 | 0 | 0 | 1 | 1 | 0 | 1 | 1 | 0 | 0 | 1 | 0 | 0 | 0 | 0 | 0 | 0 | 0 | 0 | 0 | 0 | 0 | 0 | 0 | 0 | 0
Dniester Pumped Storage Power Station | Pumped Hydro Storage | Open-loop Pumped Hydro Storage | Open-loop Pumped Hydro Storage | Operational | 2268000 | 0 | 48.45 | 27.42 | 0 | 0 | 0 | 0 | 0 | 0 | 1 | 1 | 0 | 1 | 1 | 0 | 0 | 1 | 0 | 0 | 0 | 0 | 0 | 0 | 0 | 0 | 0 | 0 | 0 | 0 | 0 | 0 | 0
Jixi Pumped Storage Power Station (ç»©æºªæŠ½æ°´è“„èƒ½ç”µç«™) | Pumped Hydro Storage | Open-loop Pumped Hydro Storage | Open-loop Pumped Hydro Storage | Operational | 1800000 | 0 | 30.1322 | 118.73 | 0 | 0 | 0 | 0 | 0 | 0 | 1 | 1 | 0 | 1 | 1 | 0 | 0 | 0 | 0 | 0 | 0 | 0 | 0 | 0 | 0 | 0 | 0 | 0 | 0 | 0 | 0 | 0 | 0
GO Development Pumped Hydro Demonstration Project | Pumped Hydro Storage | Closed-loop Pumped Hydro Storage | Closed-loop Pumped Hydro Storage | Operational | 6 | 6 | 54.9227 | 9.68 | 0 | 0 | 0 | 0 | 0 | 0 | 0 | 0 | 0 | 0 | 0 | 0 | 0 | 0 | 0 | 0 | 0 | 0 | 1 | 1 | 0 | 0 | 0 | 0 | 0 | 0 | 0 | 0 | 0
Shedd Aquarium-1MW lithium-ion battery | Electro-chemical | Lithium-ion Battery | Lithium-ion Battery | Operational | 1000 | 0.28 | 41.8676 | -87.61 | 0 | 0 | 0 | 0 | 1 | 1 | 1 | 0 | 0 | 0 | 0 | 0 | 0 | 0 | 1 | 0 | 0 | 0 | 0 | 0 | 0 | 0 | 0 | 0 | 0 | 0 | 0 | 0 | 0
Ochang ESS - LG Chem | Electro-chemical | Lithium-ion Battery | Lithium Iron Phosphate Battery | Operational | 1500 | 4.67 | 0 | 0 | 0 | 0 | 0 | 0 | 0 | 1 | 0 | 0 | 0 | 0 | 0 | 0 | 0 | 0 | 0 | 0 | 0 | 0 | 0 | 0 | 1 | 0 | 0 | 0 | 0 | 0 | 0 | 0 | 0
Solar Smart Grid Tabarre | Electro-chemical | Lithium-ion Battery | Lithium Nickel Manganese Cobalt Battery | Operational | 500 | 1 | 18.5944 | -72.31 | 1 | 0 | 0 | 0 | 0 | 0 | 1 | 0 | 0 | 0 | 0 | 0 | 0 | 0 | 1 | 0 | 0 | 0 | 0 | 0 | 0 | 0 | 0 | 0 | 0 | 0 | 0 | 0 | 0
Rural New York Smart Home - Lotus Energy / SimpliPhi | Electro-chemical | Lithium Iron Phosphate Battery | Lithium Iron Phosphate Battery | Operational | 20 | 8.17 | 41 | -74 | 0 | 0 | 0 | 0 | 0 | 0 | 0 | 0 | 0 | 0 | 0 | 0 | 0 | 0 | 1 | 0 | 0 | 0 | 0 | 0 | 1 | 0 | 0 | 0 | 0 | 0 | 0 | 0 | 0
500 kW - Microgrid Research and Innovation Park at University of Ontario Institute of Technology (UOIT) | Electro-chemical | Lithium-ion Battery | Lithium-ion Battery | Operational | 500 | 0 | 43.8971 | -78.87 | 0 | 0 | 0 | 0 | 0 | 0 | 0 | 0 | 0 | 0 | 0 | 0 | 0 | 0 | 1 | 0 | 0 | 0 | 0 | 0 | 1 | 0 | 0 | 0 | 0 | 0 | 0 | 0 | 0
Silla University (Busan) Energy Storage | Electro-chemical | Lithium-ion Battery | Lithium-ion Battery | Operational | 500 | 3.6 | 35.1454 | 128.46 | 0 | 0 | 0 | 0 | 1 | 0 | 1 | 0 | 0 | 0 | 0 | 0 | 0 | 0 | 0 | 0 | 0 | 0 | 0 | 0 | 0 | 0 | 0 | 0 | 0 | 0 | 0 | 0 | 0
Korail Wondang Station | Electro-chemical | Lithium-ion Battery | Lithium-ion Battery | Operational | 1000 | 0.52 | 37.5665 | 126.98 | 0 | 0 | 0 | 0 | 1 | 0 | 1 | 0 | 0 | 0 | 0 | 0 | 0 | 0 | 0 | 0 | 0 | 0 | 0 | 0 | 0 | 0 | 0 | 0 | 0 | 0 | 0 | 0 | 0
Korail Baekseok Station | Electro-chemical | Lithium-ion Battery | Lithium-ion Battery | Operational | 1000 | 0.52 | 37.6584 | 126.83 | 0 | 0 | 0 | 0 | 1 | 0 | 1 | 0 | 0 | 0 | 0 | 0 | 0 | 0 | 0 | 0 | 0 | 0 | 0 | 0 | 0 | 0 | 0 | 0 | 0 | 0 | 0 | 0 | 0
Seoul Metro Euljiro 3(sam)-ga Station | Electro-chemical | Lithium-ion Battery | Lithium-ion Battery | Operational | 1000 | 0.73 | 37.5665 | 126.98 | 0 | 0 | 0 | 0 | 1 | 0 | 1 | 0 | 0 | 0 | 0 | 0 | 0 | 0 | 0 | 0 | 0 | 0 | 0 | 0 | 0 | 0 | 0 | 0 | 0 | 0 | 0 | 0 | 0
Chungbuk National University Hospital | Electro-chemical | Lithium-ion Battery | Lithium-ion Battery | Operational | 250 | 1.8 | 36.6424 | 127.49 | 0 | 0 | 0 | 0 | 1 | 0 | 1 | 0 | 0 | 0 | 0 | 0 | 0 | 0 | 0 | 0 | 0 | 0 | 0 | 0 | 0 | 0 | 0 | 0 | 0 | 0 | 0 | 0 | 0
Korea Testing Laboratory | Electro-chemical | Lithium-ion Battery | Lithium-ion Battery | Operational | 250 | 1.33 | 37.5665 | 126.98 | 0 | 0 | 0 | 0 | 1 | 0 | 1 | 0 | 0 | 0 | 0 | 0 | 0 | 0 | 0 | 0 | 0 | 0 | 0 | 0 | 0 | 0 | 0 | 0 | 0 | 0 | 0 | 0 | 0
Dongguan SSL 1 MW/2 MWh ESS | Electro-chemical | Lithium-ion Battery | Lithium Iron Phosphate Battery | Operational | 1000 | 2 | 23.0205 | 113.75 | 0 | 0 | 1 | 0 | 0 | 0 | 0 | 0 | 0 | 0 | 0 | 0 | 0 | 0 | 0 | 0 | 0 | 0 | 0 | 0 | 0 | 0 | 0 | 0 | 0 | 0 | 0 | 0 | 0
Ningde 1 MW/2 MWh ESS | Electro-chemical | Lithium-ion Battery | Lithium Iron Phosphate Battery | Operational | 1000 | 2 | 26.6656 | 119.55 | 0 | 0 | 0 | 0 | 0 | 0 | 0 | 1 | 0 | 0 | 0 | 1 | 0 | 0 | 0 | 0 | 0 | 0 | 0 | 0 | 0 | 0 | 0 | 0 | 0 | 0 | 0 | 0 | 0
China Electric Power Research Institute Zhangbei 2.6 MWh ESS | Electro-chemical | Lithium-ion Battery | Lithium Iron Phosphate Battery | Operational | 650 | 4 | 41.1586 | 114.72 | 0 | 0 | 1 | 1 | 0 | 0 | 0 | 0 | 0 | 0 | 0 | 0 | 0 | 0 | 0 | 0 | 0 | 0 | 0 | 0 | 0 | 0 | 0 | 0 | 0 | 0 | 0 | 0 | 0
FuJian MeiZhou Island 1 MW/2 MWh ESS - Contemporary Amperex Technology Limited | Electro-chemical | Lithium-ion Battery | Lithium Iron Phosphate Battery | Operational | 1000 | 2 | 26.0745 | 119.3 | 0 | 0 | 0 | 0 | 0 | 0 | 0 | 0 | 0 | 0 | 0 | 1 | 0 | 0 | 0 | 0 | 0 | 0 | 0 | 0 | 0 | 0 | 0 | 0 | 0 | 0 | 0 | 0 | 1
Goldman Sachs Manhattan Headquarters | Thermal Storage | Chilled Water Thermal Storage | Chilled Water Thermal Storage | Operational | 2000 | 0 | 40.7148 | -74.01 | 0 | 0 | 0 | 0 | 1 | 0 | 0 | 0 | 0 | 0 | 0 | 0 | 0 | 0 | 0 | 0 | 0 | 0 | 0 | 0 | 0 | 0 | 0 | 0 | 0 | 0 | 0 | 0 | 0
Woojin/Maxwell Incheon Line 2 - Depot S/S 1 | Electro-chemical | Electro-chemical Capacitor | Electro-chemical Capacitor | Operational | 1200 | 0 | 37.4764 | 126.62 | 0 | 0 | 0 | 0 | 0 | 0 | 1 | 0 | 0 | 0 | 0 | 0 | 0 | 0 | 0 | 0 | 0 | 0 | 0 | 0 | 0 | 0 | 0 | 0 | 0 | 0 | 0 | 1 | 1
Woojin/Maxwell Incheon Line 2 - Guwol Station (I222) | Electro-chemical | Electro-chemical Capacitor | Electro-chemical Capacitor | Operational | 1200 | 0 | 37.4764 | 126.62 | 0 | 0 | 0 | 0 | 0 | 0 | 1 | 0 | 0 | 0 | 0 | 0 | 0 | 0 | 0 | 0 | 0 | 0 | 0 | 0 | 0 | 0 | 0 | 0 | 0 | 0 | 0 | 1 | 1
Woojin/Maxwell Incheon Line 2 - Namdong gucheong Station (225) | Electro-chemical | Electro-chemical Capacitor | Electro-chemical Capacitor | Operational | 1200 | 0 | 37.4764 | 126.62 | 0 | 0 | 0 | 0 | 0 | 0 | 1 | 0 | 0 | 0 | 0 | 0 | 0 | 0 | 0 | 0 | 0 | 0 | 0 | 0 | 0 | 0 | 0 | 0 | 0 | 0 | 0 | 1 | 1
Woojin/Maxwell Incheon Line 2 - Wanggil Station (202) | Electro-chemical | Electro-chemical Capacitor | Electro-chemical Capacitor | Operational | 1200 | 0 | 37.4764 | 126.62 | 0 | 0 | 0 | 0 | 0 | 0 | 1 | 0 | 0 | 0 | 0 | 0 | 0 | 0 | 0 | 0 | 0 | 0 | 0 | 0 | 0 | 0 | 0 | 0 | 0 | 0 | 0 | 1 | 1
Woojin/Maxwell Incheon Line 2 - Depot S/S 2 | Electro-chemical | Electro-chemical Capacitor | Electro-chemical Capacitor | Operational | 1200 | 0 | 37.4764 | 126.62 | 0 | 0 | 0 | 0 | 0 | 0 | 1 | 0 | 0 | 0 | 0 | 0 | 0 | 0 | 0 | 0 | 0 | 0 | 0 | 0 | 0 | 0 | 0 | 0 | 0 | 0 | 0 | 1 | 1
Planta Solar Cerro Dominador | Thermal Storage | Molten Salt Thermal Storage | Molten Salt Thermal Storage | Under Construction | 110000 | 17.5 | -22.4537 | -68.93 | 0 | 0 | 0 | 0 | 0 | 0 | 0 | 0 | 0 | 0 | 0 | 0 | 0 | 0 | 0 | 0 | 1 | 0 | 0 | 0 | 0 | 0 | 0 | 0 | 0 | 0 | 0 | 0 | 0
Gapado Island, Jeju Smart Grid Project | Electro-chemical | Lithium-ion Battery | Lithium-ion Battery | Operational | 1000 | 1 | 33 | 126 | 0 | 0 | 0 | 1 | 0 | 0 | 0 | 1 | 0 | 0 | 0 | 0 | 0 | 0 | 0 | 0 | 0 | 0 | 1 | 1 | 0 | 0 | 0 | 0 | 0 | 0 | 0 | 0 | 0
Southern Grid Baoqing Plant Phase-2 (å—ç½‘å®æ¸…ç”µç«™é¡¹ç›®ä¸€æœŸå·¥ç¨‹-2) | Electro-chemical | Lithium-ion Battery | Lithium Iron Phosphate Battery | Operational | 1000 | 4 | 22.7204 | 114.25 | 0 | 0 | 0 | 0 | 0 | 0 | 1 | 1 | 0 | 0 | 1 | 0 | 0 | 0 | 0 | 0 | 0 | 1 | 0 | 0 | 0 | 0 | 0 | 0 | 0 | 0 | 0 | 0 | 1
Alba Nova 1 Solar Power Plant | Thermal Storage | Heat Thermal Storage | Heat Thermal Storage | Operational | 12000 | 1 | 42.0168 | 9.4 | 0 | 0 | 0 | 0 | 0 | 0 | 0 | 0 | 0 | 0 | 0 | 0 | 0 | 0 | 0 | 0 | 0 | 0 | 1 | 1 | 0 | 0 | 0 | 0 | 0 | 0 | 0 | 0 | 0
Diwakar CSP Plant | Thermal Storage | Molten Salt Thermal Storage | Molten Salt Thermal Storage | Announced/Never Built | 100000 | 4 | 27.369 | 71.75 | 0 | 0 | 0 | 0 | 0 | 0 | 0 | 0 | 0 | 0 | 0 | 0 | 0 | 0 | 0 | 0 | 0 | 0 | 1 | 1 | 0 | 0 | 0 | 0 | 0 | 0 | 0 | 0 | 0
India One Solar Thermal Plant - World Renewal Spiritual Trust (WRST) | Thermal Storage | Heat Thermal Storage | Heat Thermal Storage | Operational | 1000 | 16 | 24.517 | 72.79 | 0 | 0 | 0 | 0 | 0 | 0 | 0 | 0 | 0 | 0 | 0 | 0 | 0 | 0 | 0 | 0 | 0 | 0 | 1 | 1 | 0 | 0 | 0 | 0 | 0 | 0 | 0 | 0 | 0
Rice Solar Energy Project | Thermal Storage | Molten Salt Thermal Storage | Molten Salt Thermal Storage | Announced/Never Built | 150000 | 8 | 34.073 | -114.81 | 0 | 0 | 0 | 0 | 0 | 0 | 0 | 0 | 0 | 0 | 0 | 0 | 0 | 0 | 0 | 0 | 0 | 0 | 1 | 1 | 0 | 0 | 0 | 0 | 0 | 0 | 0 | 0 | 0
Clean Energy Storage: Steel Project | Electro-chemical | Lithium-ion Battery | Lithium Iron Phosphate Battery | Operational | 5 | 4 | 47.6062 | -122.33 | 0 | 0 | 0 | 0 | 0 | 1 | 0 | 0 | 0 | 0 | 0 | 0 | 1 | 0 | 0 | 1 | 1 | 0 | 0 | 0 | 0 | 0 | 0 | 0 | 0 | 0 | 0 | 0 | 0
Clean Energy Storage: Devinenini | Electro-chemical | Lithium-ion Battery | Lithium Iron Phosphate Battery | Operational | 5 | 4 | 47.6062 | -122.33 | 0 | 0 | 0 | 0 | 0 | 1 | 0 | 0 | 0 | 0 | 0 | 0 | 1 | 0 | 0 | 1 | 1 | 0 | 0 | 0 | 0 | 0 | 0 | 0 | 0 | 0 | 0 | 0 | 0
Clean Energy Storage: Nagasawa | Electro-chemical | Lithium-ion Battery | Lithium Iron Phosphate Battery | Operational | 5 | 5 | 47.979 | -122.2 | 0 | 0 | 0 | 0 | 0 | 1 | 0 | 0 | 0 | 0 | 0 | 0 | 1 | 0 | 0 | 1 | 1 | 0 | 0 | 0 | 0 | 0 | 0 | 0 | 0 | 0 | 0 | 0 | 0
Tozzi Energy Storage System - TESS | Electro-chemical | Sodium based Battery | Sodium-nickel-chloride Battery | Operational | 35 | 3 | 44.5173 | 12.16 | 0 | 0 | 0 | 0 | 0 | 0 | 0 | 0 | 0 | 0 | 0 | 1 | 0 | 0 | 0 | 0 | 1 | 0 | 0 | 1 | 0 | 0 | 0 | 0 | 0 | 0 | 0 | 0 | 0
Green Charge Networks (Yonkers Site 1) | Electro-chemical | Lithium-ion Battery | Lithium-ion Battery | Operational | 96 | 1 | 41 | 0 | 0 | 0 | 0 | 0 | 1 | 0 | 0 | 0 | 0 | 0 | 0 | 1 | 0 | 0 | 0 | 0 | 0 | 0 | 0 | 0 | 0 | 0 | 0 | 0 | 0 | 0 | 0 | 0 | 0
Green Charge Networks Greenstation (Norwalk Site 1) | Electro-chemical | Lithium-ion Battery | Lithium-ion Battery | Operational | 30 | 1 | 34 | 0 | 0 | 0 | 0 | 0 | 1 | 0 | 0 | 0 | 0 | 0 | 0 | 0 | 0 | 0 | 0 | 0 | 0 | 0 | 0 | 0 | 0 | 0 | 0 | 0 | 0 | 0 | 0 | 0 | 0
Green Charge Networks Greenstation (San Diego Site 1) | Electro-chemical | Lithium-ion Battery | Lithium-ion Battery | Operational | 30 | 1 | 32.8168 | -117.16 | 0 | 0 | 0 | 0 | 1 | 0 | 0 | 0 | 0 | 0 | 0 | 0 | 0 | 0 | 0 | 0 | 0 | 0 | 0 | 0 | 0 | 0 | 0 | 0 | 0 | 0 | 0 | 0 | 0
Green Charge Networks Greenstation (San Diego Site 2) | Electro-chemical | Lithium-ion Battery | Lithium-ion Battery | Operational | 30 | 1 | 32.8059 | -117.22 | 0 | 0 | 0 | 0 | 1 | 0 | 0 | 0 | 0 | 0 | 0 | 0 | 0 | 0 | 0 | 0 | 0 | 0 | 0 | 0 | 0 | 0 | 0 | 0 | 0 | 0 | 0 | 0 | 0
Green Charge Networks Greenstation (Playa Vista Site 1) | Electro-chemical | Lithium-ion Battery | Lithium-ion Battery | Operational | 30 | 1 | 34 | 0 | 0 | 0 | 0 | 0 | 1 | 0 | 0 | 0 | 0 | 0 | 0 | 0 | 0 | 0 | 0 | 0 | 0 | 0 | 0 | 0 | 0 | 0 | 0 | 0 | 0 | 0 | 0 | 0 | 0
Green Charge Networks Greenstation (Aliso Viejo Site 1) | Electro-chemical | Lithium-ion Battery | Lithium-ion Battery | Operational | 30 | 1 | 34 | 0 | 0 | 0 | 0 | 0 | 0 | 1 | 0 | 0 | 0 | 0 | 0 | 0 | 0 | 0 | 0 | 0 | 0 | 0 | 0 | 0 | 0 | 0 | 0 | 0 | 0 | 0 | 0 | 0 | 0
Quick Charging EV&#039;s Powered by the Sun (Breukelen) | Electro-chemical | Lithium-ion Battery | Lithium Iron Phosphate Battery | Operational | 50 | 2 | 52 | 0 | 0 | 0 | 1 | 0 | 0 | 0 | 0 | 1 | 0 | 0 | 0 | 1 | 0 | 0 | 0 | 1 | 0 | 0 | 0 | 0 | 0 | 0 | 0 | 0 | 0 | 0 | 0 | 0 | 0
Discovery Science Center Durathon Battery | Electro-chemical | Sodium based Battery | Sodium-nickel-chloride Battery | Operational | 100 | 5 | 34 | 0 | 0 | 0 | 0 | 0 | 1 | 0 | 1 | 0 | 1 | 0 | 1 | 1 | 0 | 0 | 0 | 0 | 0 | 0 | 0 | 0 | 0 | 0 | 0 | 0 | 0 | 0 | 0 | 0 | 0
Zelenchukskaya HPP-PSP | Pumped Hydro Storage | Open-loop Pumped Hydro Storage | Open-loop Pumped Hydro Storage | Operational | 140000 | 0 | 44.2265 | 42.34 | 0 | 0 | 0 | 0 | 0 | 0 | 1 | 1 | 0 | 0 | 0 | 0 | 0 | 0 | 0 | 0 | 0 | 0 | 0 | 0 | 0 | 0 | 0 | 0 | 0 | 0 | 0 | 0 | 0
Palmdale Micro Grid Energy Storage Demonstration | Electro-chemical | Electro-chemical Capacitor | Electro-chemical Capacitor | Offline/Under Repair | 450 | 0 | 34.5794 | -118.12 | 0 | 0 | 0 | 0 | 0 | 0 | 1 | 1 | 0 | 0 | 1 | 0 | 0 | 0 | 0 | 0 | 0 | 0 | 0 | 0 | 0 | 0 | 0 | 0 | 0 | 0 | 0 | 0 | 0
CENER VRB | Electro-chemical | Flow Battery | Vanadium Redox Flow Battery | Operational | 50 | 2 | 43 | 0 | 0 | 0 | 0 | 0 | 0 | 0 | 1 | 0 | 0 | 0 | 0 | 0 | 0 | 0 | 1 | 1 | 1 | 0 | 0 | 1 | 0 | 0 | 0 | 0 | 0 | 0 | 0 | 0 | 0
Riedl Energy Storage Plant | Pumped Hydro Storage | Open-loop Pumped Hydro Storage | Open-loop Pumped Hydro Storage | Operational | 300000 | 11.67 | 48.575 | 13.67 | 0 | 0 | 0 | 0 | 0 | 0 | 0 | 0 | 0 | 0 | 0 | 0 | 0 | 0 | 0 | 0 | 0 | 0 | 0 | 0 | 0 | 0 | 0 | 0 | 0 | 0 | 0 | 0 | 1
Zagorsk PSP-2 | Pumped Hydro Storage | Open-loop Pumped Hydro Storage | Open-loop Pumped Hydro Storage | Operational | 840000 | 0 | 56.3095 | 38.13 | 0 | 0 | 0 | 0 | 0 | 0 | 1 | 1 | 0 | 0 | 0 | 0 | 0 | 0 | 0 | 0 | 0 | 0 | 0 | 0 | 0 | 0 | 0 | 0 | 0 | 0 | 0 | 0 | 0
Modesto Irrigation District - Primus Power | Electro-chemical | Flow Battery | Zinc Bromine Flow Battery |  | 28000 | 4 | 37.6391 | -121
Brainerd Public Utilities Battery Pilot | Electro-chemical | Lead-acid Battery | Lead-acid Battery | De-Commissioned | 5 | 2 | 46.3501 | -94.22 | 0 | 0 | 0 | 0 | 1 | 0 | 1 | 0 | 0 | 0 | 0 | 0 | 0 | 0 | 0 | 0 | 0 | 0 | 0 | 0 | 0 | 0 | 0 | 0 | 0 | 0 | 0 | 0 | 0
150 kW Ryerson University Energy Storage System | Electro-chemical | Electro-chemical | Lithium-ion Battery | De-Commissioned | 150 | 0 | 43.6576 | -79.38 | 0 | 0 | 0 | 0 | 0 | 0 | 1 | 0 | 0 | 0 | 1 | 0 | 0 | 0 | 0 | 0 | 0 | 0 | 0 | 0 | 1 | 0 | 0 | 0 | 0 | 0 | 0 | 0 | 0
Tsukuba Plant Mitsubishi Materials Corporation - NGK | Electro-chemical | Sodium based Battery | Sodium-sulfur Battery | De-Commissioned | 2000 | 6 | 36.0907 | 139.95 | 0 | 0 | 0 | 0 | 0 | 0 | 1 | 0 | 0 | 0 | 0 | 0 | 0 | 0 | 0 | 0 | 0 | 0 | 0 | 0 | 0 | 0 | 0 | 0 | 0 | 0 | 0 | 0 | 0
Polebridge Mercantile &amp; Cabins | Electro-chemical | Lithium-ion Battery | Lithium-ion Battery | De-Commissioned | 22 | 2 | 48.7651 | -114.28 | 0 | 0 | 0 | 0 | 0 | 0 | 0 | 0 | 0 | 0 | 0 | 0 | 0 | 0 | 1 | 0 | 0 | 0 | 0 | 0 | 0 | 0 | 0 | 0 | 0 | 0 | 0 | 0 | 0
Pernambuco, Brazil Lead-Carbon Solar PV Energy Storage Project - Moura Energy 242 kW | Lead-Carbon | Lead-Carbon | Lead-Carbon | Operational | 242 | 3 | -8.3352 | -36.4177
Pernambuco, Brazil Lead-Carbon Energy Storage Project - Moura Energy 150 kW | Lead-Carbon | Lead-Carbon | Lead-Carbon | Operational | 150 | 2 | -8.1555 | -34.9131
Hinesburg Energy Storage System | Electro-chemical | Lithium-ion Battery | Lithium-ion Battery | Operational | 2000 | 2.5 | 44.3288 | -73.1298 | 0 | 0 | 0 | 0 | 0 | 0 | 1 | 0 | 0 | 0 | 1 | 0 | 0 | 0 | 0 | 0 | 0 | 0 | 0 | 1 | 0 | 0 | 0 | 0 | 0 | 0 | 0 | 0 | 0
Plumsted Energy Storage | Electro-chemical | Lithium-ion Battery | Lithium-ion Battery | Operational | 20000 | 1 | 40.1104 | -74.4968 | 0 | 0 | 0 | 0 | 0 | 0 | 1 | 0 | 0 | 0 | 1 | 0 | 0 | 0 | 0 | 0 | 0 | 0 | 0 | 1 | 0 | 0 | 0 | 0 | 0 | 0 | 0 | 0 | 0
Stryker Energy Storage | Electro-chemical | Lithium-ion Battery | Lithium-ion Battery | Operational | 20000 | 1 | 40.668 | -75.1461 | 0 | 0 | 0 | 0 | 0 | 0 | 1 | 0 | 0 | 0 | 1 | 0 | 0 | 0 | 0 | 0 | 0 | 0 | 0 | 1 | 0 | 0 | 0 | 0 | 0 | 0 | 0 | 0 | 0
Atlantic County Utility Authority | Electro-chemical | Lithium-ion Battery | Lithium-ion Battery | Operational | 1000 | 1 |  |  | 0 | 0 | 0 | 0 | 0 | 0 | 1 | 0 | 0 | 0 | 1 | 0 | 0 | 0 | 0 | 0 | 0 | 0 | 0 | 1 | 0 | 0 | 0 | 0 | 0 | 0 | 0 | 0 | 0
Vallecito Energy Storage Project | Electro-chemical | Lithium-ion Battery | Lithium-ion Battery | Under Construction | 10000 | 4 |  |  | 0 | 0 | 0 | 0 | 0 | 0 | 1 | 0 | 0 | 0 | 1 | 0 | 0 | 0 | 0 | 0 | 0 | 0 | 0 | 1 | 0 | 0 | 0 | 0 | 0 | 0 | 0 | 0 | 0
Rabbit Hill Energy Storage Project | Electro-chemical | Lithium-ion Battery | Lithium-ion Battery | Operational | 9900 | 1.24 | 30.6333 | -97.68 | 0 | 0 | 0 | 0 | 0 | 0 | 1 | 0 | 0 | 0 | 1 | 0 | 0 | 0 | 0 | 0 | 0 | 0 | 0 | 1 | 0 | 0 | 0 | 0 | 0 | 0 | 0 | 0 | 0